## coal power plant
id | Country | province | Unit | Plant | Other names | Capacity_MW | Year | Heat rate | Sponsor | Parent | Capacity (MW) | Status | Year | Combustion technology | Coal type | Coal source | Location | Local area (taluk, county) | Major area (prefecture, district) | Region | Latitude | Longitude | Accuracy | Permits | Heat rate | Emission factor | Capacity factor | Annual CO2 (million tonnes / annum) | Lifetime CO2
407 | China | Guangxi | Pingguo Aluminum power station Unit 2 | Pingguo Aluminum power station |  | 30 | 1998 | 12183 | CHALCO Guangxi Subsidiary | CHALCO | 30 | Operating | 1998 | Subcritical | Unknown |  | Matou Town | Pingguo | Baise | East Asia | 23.3397 | 107.5107 | exact |  | 12183 | 96100 | 0.528 | 0.17141 | 3.4281
408 | China | Guangxi | Pingguo Aluminum power station Unit 5 | Pingguo Aluminum power station |  | 30 | 2008 | 11313 | CHALCO Guangxi Subsidiary | CHALCO | 30 | Operating | 2008 | Subcritical | Unknown |  | Matou Town | Pingguo | Baise | East Asia | 23.3397 | 107.5107 | exact |  | 11313 | 96100 | 0.528 | 0.15916 | 4.7749
409 | China | Guangxi | Pingguo Aluminum power station Unit 6 | Pingguo Aluminum power station |  | 30 | 2008 | 11313 | CHALCO Guangxi Subsidiary | CHALCO | 30 | Operating | 2008 | Subcritical | Unknown |  | Matou Town | Pingguo | Baise | East Asia | 23.3397 | 107.5107 | exact |  | 11313 | 96100 | 0.528 | 0.15916 | 4.7749
410 | China | Guangxi | Beihai Mill 1 | Beihai Mill power station |  | 70 | 2018 | 10442 | Stora Enso Guangxi Paper Co | Stora Enso | 70 | Operating | 2018 | Subcritical | Unknown |  | Xinggang Town | Tieshangang District | Beihai | East Asia | 21.5386 | 109.5347 | exact | 6/25/13 | 10442 | 96100 | 0.528 | 0.34281 | 13.7124
411 | China | Guangxi | Beihai Mill 2 | Beihai Mill power station |  | 70 | 2018 | 10442 | Stora Enso Guangxi Paper Co | Stora Enso | 70 | Operating | 2018 | Subcritical | Unknown |  | Xinggang Town | Tieshangang District | Beihai | East Asia | 21.5386 | 109.5347 | exact | 6/25/13 | 10442 | 96100 | 0.528 | 0.34281 | 13.7124
412 | China | Guangxi | Baise Tiandong power station Unit 1 | Baise Tiandong power station |  | 135 | 2004 | 11313 | Guangxi Baise Mining Group | Guangxi Baise Mining Group | 135 | Operating | 2004 | Subcritical | Lignite |  | Xiangzhou Town | Tiandong | Baise | East Asia | 23.6296 | 107.0241 | exact |  | 11313 | 101000 | 0.528 | 0.75275 | 19.5715
413 | China | Guangxi | Baise Tiandong power station Unit 2 | Baise Tiandong power station |  | 135 | 2005 | 11313 | Guangxi Baise Mining Group | Guangxi Baise Mining Group | 135 | Operating | 2005 | Subcritical | Lignite |  | Xiangzhou Town | Tiandong | Baise | East Asia | 23.6296 | 107.0241 | exact |  | 11313 | 101000 | 0.528 | 0.75275 | 20.3242
414 | China | Guangxi | Tiandong Kamshing power station Unit 1 | Tiandong Kamshing power station |  | 135 | 2011 | 10442 | Tiandong Kamshing Chemical Co Ltd | Hangzhou Jinjiang Group | 135 | Operating | 2011 | Subcritical | Lignite |  | Pingma Town | Tiandong | Baise | East Asia | 23.624 | 107.1189 | exact |  | 10442 | 101000 | 0.528 | 0.69485 | 22.9299
415 | China | Guangxi | Tiandong Kamshing power station Unit 2 | Tiandong Kamshing power station |  | 135 | 2011 | 10442 | Tiandong Kamshing Chemical Co Ltd | Hangzhou Jinjiang Group | 135 | Operating | 2011 | Subcritical | Lignite |  | Pingma Town | Tiandong | Baise | East Asia | 23.624 | 107.1189 | exact |  | 10442 | 101000 | 0.528 | 0.69485 | 22.9299
416 | China | Guangxi | Baise Tianyang power station Unit 1 | Baise Tianyang power station |  | 150 | 2007 | 11313 | Guangxi Yinhai electric generation Co. | Guangxi Baise Mining Group | 150 | Operating | 2007 | Subcritical | Unknown |  | Toutang Town | Tianyang | Baise | East Asia | 23.7883 | 106.815 | exact | 2010-01-05 | 11313 | 96100 | 0.528 | 0.79581 | 23.0785
417 | China | Guangxi | Baise Tianyang power station Unit 2 | Baise Tianyang power station |  | 150 | 2007 | 11313 | Guangxi Yinhai electric generation Co. | Guangxi Baise Mining Group | 150 | Operating | 2007 | Subcritical | Unknown |  | Toutang Town | Tianyang | Baise | East Asia | 23.7883 | 106.815 | exact | 2010-01-05 | 11313 | 96100 | 0.528 | 0.79581 | 23.0785
418 | China | Guangxi | Jingui Mill power station Unit 1 | Jingui Mill power station |  | 150 | 2010 | 10442 | Asia Pulp & Paper China | Sinar Mas Group | 150 | Operating | 2010 | Subcritical | Unknown |  | Qinzhou Harbor North | Qinnan District | Qinzhou | East Asia | 21.7697 | 108.5952 | exact |  | 10442 | 96100 | 0.528 | 0.73459 | 23.507
419 | China | Guangxi | Jingui Mill power station Unit 2 | Jingui Mill power station |  | 150 | 2011 | 10442 | Asia Pulp & Paper China | Sinar Mas Group | 150 | Operating | 2011 | Subcritical | Unknown |  | Qinzhou Harbor North | Qinnan District | Qinzhou | East Asia | 21.7697 | 108.5952 | exact |  | 10442 | 96100 | 0.528 | 0.73459 | 24.2416
420 | China | Guangxi | Suyuan power station Unit 1 | Suyuan power station |  | 150 | 2015 | 10326 | Guangxi Suyuan Investment | Guangxi Baise Mining Group | 150 | Operating | 2015 | unknown | Unknown |  | Toutang Town | Tianyang | Baise | East Asia | 23.8195 | 106.8094 | exact |  | 10326 | 96100 | 0.528 | 0.72641 | 26.877
421 | China | Guangxi | Jingxi Xinfa Aluminum power station Unit 1 | Jingxi Xinfa Aluminum power station |  | 155 | 2009 | 10442 | Guangxi Xinfa Aluminum | Xinfa Group | 155 | Operating | 2009 | Subcritical | Unknown |  | Quyang Town | Jingxi | Baise | East Asia | 23.2677 | 106.3854 | exact |  | 10442 | 96100 | 0.528 | 0.75908 | 23.5315
422 | China | Guangxi | Jingxi Xinfa Aluminum power station Unit 2 | Jingxi Xinfa Aluminum power station |  | 155 | 2009 | 10442 | Guangxi Xinfa Aluminum | Xinfa Group | 155 | Operating | 2009 | Subcritical | Unknown |  | Quyang Town | Jingxi | Baise | East Asia | 23.2677 | 106.3854 | exact |  | 10442 | 96100 | 0.528 | 0.75908 | 23.5315
423 | China | Guangxi | Jingxi Xinfa Aluminum power station Unit 3 | Jingxi Xinfa Aluminum power station |  | 155 | 2008 | 11313 | Guangxi Xinfa Aluminum | Xinfa Group | 155 | Operating | 2008 | Subcritical | Unknown |  | Quyang Town | Jingxi | Baise | East Asia | 23.2677 | 106.3854 | exact |  | 11313 | 96100 | 0.528 | 0.82234 | 24.6701
424 | China | Guangxi | Guodian Yongfu 3 | Guodian Yongfu power station |  | 300 | 2006 | 10442 | Guodian Guangxi Power Co 88.77%; Guangxi Electric Power Engineering & Construction Co (____________) 4.49%; ___________ 3.09%; ______________ 2.81%; ___________________ 0.84%. | National Energy Investment Group (89%), Guangxi Electric Power Engineering & Construction (4%), Other (7%) | 300 | Operating | 2006 | Subcritical | ANTH |  | Suqiao | Yongfu | Guilin | East Asia | 25.1011 | 110.0685 | exact |  | 10442 | 98300 | 0.528 | 1.5028 | 42.079
425 | China | Guangxi | Guodian Yongfu 4 | Guodian Yongfu power station |  | 300 | 2007 | 10442 | Guodian Guangxi Power Co 88.77%; Guangxi Electric Power Engineering & Construction Co (____________) 4.49%; ___________ 3.09%; ______________ 2.81%; ___________________ 0.84%. | National Energy Investment Group (89%), Guangxi Electric Power Engineering & Construction (4%), Other (7%) | 300 | Operating | 2007 | Subcritical | ANTH |  | Suqiao | Yongfu | Guilin | East Asia | 25.1011 | 110.0685 | exact |  | 10442 | 98300 | 0.528 | 1.5028 | 43.5819
426 | China | Guangxi | Laibin-A power station Unit 3 | Laibin power station |  | 300 | 2007 | 10442 | Guangxi Investment Group Co | Guangxi Investment Group | 300 | Operating | 2007 | Subcritical | Unknown |  | Liangjiang Town | Xingbin | Laibin | East Asia | 23.6949 | 109.1629 | exact |  | 10442 | 96100 | 0.528 | 1.4692 | 42.6065
427 | China | Guangxi | Laibin-A power station Unit 4 | Laibin power station |  | 300 | 2007 | 10442 | Guangxi Investment Group Co | Guangxi Investment Group | 300 | Operating | 2007 | Subcritical | Unknown |  | Liangjiang Town | Xingbin | Laibin | East Asia | 23.6949 | 109.1629 | exact |  | 10442 | 96100 | 0.528 | 1.4692 | 42.6065
428 | China | Guangxi | Beihai Bebuwan power station Unit 1 | Beihai Bebuwan power station |  | 320 | 2004 | 10442 | SDIC Beibuwan Electric Power Co. | SDIC (55%), Guangxi Investment Group (27%), National Energy Investment Group (18%) | 320 | Operating | 2004 | Subcritical | ANTH |  | Shitoubu | Tieshangang | Beihai | East Asia | 21.5822 | 109.5816 | exact |  | 10442 | 98300 | 0.528 | 1.603 | 41.6783
429 | China | Guangxi | Beihai Bebuwan power station Unit 2 | Beihai Bebuwan power station |  | 320 | 2005 | 10442 | SDIC Beibuwan Electric Power Co. | SDIC (55%), Guangxi Investment Group (27%), National Energy Investment Group (18%) | 320 | Operating | 2005 | Subcritical | ANTH |  | Shitoubu | Tieshangang | Beihai | East Asia | 21.5822 | 109.5816 | exact |  | 10442 | 98300 | 0.528 | 1.603 | 43.2813
430 | China | Guangxi | Datang Heshan power station Unit 10 | Datang Heshan power station | Guiguan Heshan power station | 330 | 2004 | 10442 | Guangxi Guiguan Power Co______________ 83.24%; Guodian Nanjing Automation Co (_____________) 8.38%; ____________ 8.38%. | China Datang (83%), National Energy Investment Group (8%), SGCC (8%) | 330 | Operating | 2004 | Subcritical | ANTH |  | Lingnan | Heshan | Laibin | East Asia | 23.8212 | 108.8672 | exact | 2004-02-04 | 10442 | 98300 | 0.528 | 1.6531 | 42.9807
431 | China | Guangxi | Datang Heshan power station Unit 9 | Datang Heshan power station | Guiguan Heshan power station | 330 | 2004 | 10442 | Guangxi Guiguan Power Co______________ 83.24%; Guodian Nanjing Automation Co (_____________) 8.38%; ____________ 8.38%. | China Datang (83%), National Energy Investment Group (8%), SGCC (8%) | 330 | Operating | 2004 | Subcritical | ANTH |  | Lingnan | Heshan | Laibin | East Asia | 23.8212 | 108.8672 | exact | 2004-02-04 | 10442 | 98300 | 0.528 | 1.6531 | 42.9807
432 | China | Guangxi | Baise Smelter 1 | Baise Smelter power station | ______ | 350 | 2016 | 9250 | Guangxi Baise Mining Group | Guangxi Baise Mining Group | 350 | Operating | 2016 | Supercritical | Unknown |  | Toutang Town | Tianyang | Baise | East Asia | 23.7864 | 106.8202 | exact |  | 9250 | 96100 | 0.528 | 1.5183 | 57.6959
433 | China | Guangxi | Baise Smelter 2 | Baise Smelter power station | ______ | 350 | 2016 | 9250 | Guangxi Baise Mining Group | Guangxi Baise Mining Group | 350 | Operating | 2016 | Supercritical | Unknown |  | Toutang Town | Tianyang | Baise | East Asia | 23.7864 | 106.8202 | exact |  | 9250 | 96100 | 0.528 | 1.5183 | 57.6959
434 | China | Guangxi | Guangxi Hualei power station Unit 1 | Guangxi Hualei power station |  | 350 | 2017 | 9250 | Guangxi Hualei New Material Co | CHALCO, Guangxi Investment Group, Guangxi Baise Development Investment Group | 350 | operating | 2017 | Supercritical | Unknown |  | Matou Town | Pingguo | Baise | East Asia | 23.3397 | 107.4941 | exact |  | 9250 | 96100 | 0.528 | 1.5183 | 59.2142
435 | China | Guangxi | Guangxi Hualei power station Unit 2 | Guangxi Hualei power station |  | 350 | 2017 | 9250 | Guangxi Hualei New Material Co | CHALCO, Guangxi Investment Group, Guangxi Baise Development Investment Group | 350 | operating | 2017 | Supercritical | Unknown |  | Matou Town | Pingguo | Baise | East Asia | 23.3397 | 107.4941 | exact |  | 9250 | 96100 | 0.528 | 1.5183 | 59.2142
436 | China | Guangxi | Guangxi Hualei power station Unit 3 | Guangxi Hualei power station |  | 350 | 2018 | 9250 | Guangxi Hualei New Material Co | CHALCO, Guangxi Investment Group, Guangxi Baise Development Investment Group | 350 | operating | 2018 | Supercritical | Unknown |  | Matou Town | Pingguo | Baise | East Asia | 23.3397 | 107.4941 | exact |  | 9250 | 96100 | 0.528 | 1.5183 | 60.7325
437 | China | Guangxi | Guangxi Luzhai 1 | Guangxi Luzhai power station | ______________ | 350 | 2016 | 9250 | China Shenhua Energy Co 52%; Guangxi Investment Group 48%. | National Energy Investment Group (52%), Guangxi Investment Group (48%) | 350 | Operating | 2016 | Supercritical | Unknown |  | Luzhai Town | Luzhai | Liuzhou | East Asia | 24.456 | 109.6935 | exact | 3/18/13 | 9250 | 96100 | 0.528 | 1.5183 | 57.6959
438 | China | Guangxi | Guangxi Luzhai 2 | Guangxi Luzhai power station | ______________ | 350 | 2016 | 9250 | China Shenhua Energy Co 52%; Guangxi Investment Group 48%. | National Energy Investment Group (52%), Guangxi Investment Group (48%) | 350 | Operating | 2016 | Supercritical | Unknown |  | Luzhai Town | Luzhai | Liuzhou | East Asia | 24.456 | 109.6935 | exact | 3/18/13 | 9250 | 96100 | 0.528 | 1.5183 | 57.6959
439 | China | Guangxi | Jingxi Xinfa Aluminum power station Unit 4 | Jingxi Xinfa Aluminum power station |  | 360 | 2014 | 9250 | Guangxi Xinfa Aluminum | Xinfa Group | 360 | Operating | 2014 | Supercritical | Unknown |  | Quyang Town | Jingxi | Baise | East Asia | 23.2677 | 106.3854 | exact | no permit | 9250 | 96100 | 0.528 | 1.5617 | 56.221
440 | China | Guangxi | Laibin-B power station Unit 1 | Laibin power station |  | 360 | 2000 | 10442 | Guangxi Investment Group Co | Guangxi Investment Group | 360 | Operating | 2000 | Subcritical | Bituminous |  | Liangjiang Town | Xingbin | Laibin | East Asia | 23.6949 | 109.1629 | exact |  | 10442 | 94600 | 0.528 | 1.7355 | 38.1812
441 | China | Guangxi | Laibin-B power station Unit 2 | Laibin power station |  | 360 | 2000 | 10442 | Guangxi Investment Group Co | Guangxi Investment Group | 360 | Operating | 2000 | Subcritical | Bituminous |  | Liangjiang Town | Xingbin | Laibin | East Asia | 23.6949 | 109.1629 | exact |  | 10442 | 94600 | 0.528 | 1.7355 | 38.1812
442 | China | Guangxi | Huadian Guigang power station Unit 1 | Huadian Guigang power station |  | 600 | 2007 | 9250 | China Huadian Power Plant Operation Co, Ltd. | China Huadian | 600 | Operating | 2007 | Supercritical | Unknown |  | Wule Town Fengziling Villege | Gangbei | Guigang | East Asia | 23.1119 | 109.7658 | exact | 2006-07-01 | 9250 | 96100 | 0.528 | 2.6028 | 75.4818
443 | China | Guangxi | Huadian Guigang power station Unit 2 | Huadian Guigang power station |  | 600 | 2007 | 9250 | China Huadian Power Plant Operation Co, Ltd. | China Huadian | 600 | Operating | 2007 | Supercritical | Unknown |  | Wule Town Fengziling Villege | Gangbei | Guigang | East Asia | 23.1119 | 109.7658 | exact | 2006-07-01 | 9250 | 96100 | 0.528 | 2.6028 | 75.4818
444 | China | Guangxi | Fangchenggang Qisha 1 | Fangchenggang Qisha power station |  | 630 | 2007 | 9250 | CLP Power China Ltd | CLP Group (70%), China Energy Engineering Corporation (30%) | 630 | Operating | 2007 | Supercritical | Bituminous |  | Qisha | Gangkou | Fangchenggang | East Asia | 21.5914 | 108.3946 | exact | 2003-10-05 | 9250 | 94600 | 0.528 | 2.6903 | 78.0188
445 | China | Guangxi | Fangchenggang Qisha 2 | Fangchenggang Qisha power station |  | 630 | 2008 | 9250 | CLP Power China Ltd | CLP Group (70%), China Energy Engineering Corporation (30%) | 630 | Operating | 2008 | Supercritical | Bituminous |  | Qisha | Gangkou | Fangchenggang | East Asia | 21.5914 | 108.3946 | exact | 2003-10-05 | 9250 | 94600 | 0.528 | 2.6903 | 80.7091
446 | China | Guangxi | SDIC Qinzhou power station Unit 1 | SDIC Qinzhou power station |  | 630 | 2007 | 9250 | SDIC Qinzhou Electric Power Co | SDIC (61%), Guangxi Investment Group (39%) | 630 | Operating | 2007 | Supercritical | Bituminous |  | 3 Guoying Ave | Qinnan | Qinzhou | East Asia | 21.7005 | 108.6243 | exact | 2003-12-05 | 9250 | 94600 | 0.528 | 2.6903 | 78.0188
447 | China | Guangxi | SDIC Qinzhou power station Unit 2 | SDIC Qinzhou power station |  | 630 | 2007 | 9250 | SDIC Qinzhou Electric Power Co | SDIC (61%), Guangxi Investment Group (39%) | 630 | Operating | 2007 | Supercritical | Bituminous |  | 3 Guoying Ave | Qinnan | Qinzhou | East Asia | 21.7005 | 108.6243 | exact | 2003-12-05 | 9250 | 94600 | 0.528 | 2.6903 | 78.0188
448 | China | Guangxi | Fangchenggang Qisha 3 | Fangchenggang Qisha power station |  | 660 | 2016 | 8272 | CLP Power China Ltd | CLP Group (70%), China Energy Engineering Corporation (30%) | 660 | Operating | 2016 | Ultra-super | Bituminous |  | Qisha | Gangkou | Fangchenggang | East Asia | 21.5914 | 108.3946 | exact | 2005-08-14 | 8272 | 94600 | 0.528 | 2.5205 | 95.7772
449 | China | Guangxi | Fangchenggang Qisha 4 | Fangchenggang Qisha power station |  | 660 | 2016 | 8272 | CLP Power China Ltd | CLP Group (70%), China Energy Engineering Corporation (30%) | 660 | Operating | 2016 | Ultra-super | Bituminous |  | Qisha | Gangkou | Fangchenggang | East Asia | 21.5914 | 108.3946 | exact | 2005-08-14 | 8272 | 94600 | 0.528 | 2.5205 | 95.7772
450 | China | Guangxi | Guodian Nanning 1 | Guodian Nanning power station |  | 660 | 2011 | 8409 | China Guodian Corp 51%; Shenzhen Energy Group 23%; Guangxi Zhongji Electric Power Investment Co (____________) 26%. | National Energy Investment Group (51%), Guangxi Zhongji Electric Power Investment (26%), Shenzhen Energy Group (23%) | 660 | Operating | 2011 | Supercritical | ANTH |  | East Liujing Town | Heng | Nanning | East Asia | 22.7885 | 108.94 | exact | 2009-12-01 | 8409 | 98300 | 0.528 | 2.6624 | 87.8595
451 | China | Guangxi | Guodian Nanning 2 | Guodian Nanning power station |  | 660 | 2012 | 8409 | China Guodian Corp 51%; Shenzhen Energy Group 23%; Guangxi Zhongji Electric Power Investment Co (____________) 26%. | National Energy Investment Group (51%), Guangxi Zhongji Electric Power Investment (26%), Shenzhen Energy Group (23%) | 660 | Operating | 2012 | Supercritical | ANTH |  | East Liujing Town | Heng | Nanning | East Asia | 22.7885 | 108.94 | exact | 2009-12-01 | 8409 | 98300 | 0.528 | 2.6624 | 90.5219
452 | China | Guangxi | Datang Heshan power station Unit 11 | Datang Heshan power station | Guiguan Heshan power station | 670 | 2011 | 8409 | Guangxi Guiguan Power Co______________ 83.24%; Guodian Nanjing Automation Co (_____________) 8.38%; ____________ 8.38%. | China Datang (83%), National Energy Investment Group (8%), SGCC (8%) | 670 | Operating | 2011 | Supercritical | ANTH |  | Lingnan | Heshan | Laibin | East Asia | 23.8212 | 108.8672 | exact | 7/27/09 | 8409 | 98300 | 0.528 | 2.7027 | 89.1907
453 | China | Guangxi | Hezhou 1 | Hezhou power station |  | 1045 | 2012 | 8272 | China Resources Power Dongfang Co.(________) | China Resources | 1045 | Operating | 2012 | Ultra-super | Bituminous |  | Lianshan Town | Fuchuan | Hezhou | East Asia | 24.7361 | 111.3467 | exact | 4/26/10 | 8272 | 94600 | 0.528 | 3.9907 | 135.6843
454 | China | Guangxi | Hezhou 2 | Hezhou power station |  | 1045 | 2012 | 8272 | China Resources Power Dongfang Co.(________) | China Resources | 1045 | Operating | 2012 | Ultra-super | Bituminous |  | Lianshan Town | Fuchuan | Hezhou | East Asia | 24.7361 | 111.3467 | exact | 4/26/10 | 8272 | 94600 | 0.528 | 3.9907 | 135.6843
455 | China | Guangxi | SDIC Qinzhou power station Unit 3 | SDIC Qinzhou power station |  | 1050 | 2016 | 8272 | SDIC Qinzhou Electric Power Co | SDIC (61%), Guangxi Investment Group (39%) | 1050 | Operating | 2016 | Ultra-super | Bituminous |  | 3 Guoying Ave | Qinnan | Qinzhou | East Asia | 21.7005 | 108.6243 | exact | 2014-07-01 | 8272 | 94600 | 0.528 | 4.0098 | 152.3728
456 | China | Guangxi | SDIC Qinzhou power station Unit 4 | SDIC Qinzhou power station |  | 1050 | 2016 | 8272 | SDIC Qinzhou Electric Power Co | SDIC (61%), Guangxi Investment Group (39%) | 1050 | Operating | 2016 | Ultra-super | Bituminous |  | 3 Guoying Ave | Qinnan | Qinzhou | East Asia | 21.7005 | 108.6243 | exact | 2014-07-01 | 8272 | 94600 | 0.528 | 4.0098 | 152.3728

## hydro power plant
GHD_ID | Province | Near_City | Hydro_Dam | Zh_Name | Lon_P_X | Lat_P_Y | Install_Nom | Install_Act | H_Max | H_Des | H_Min | Dam_Hgt | Year_Open | Gen_Gwhyr | Full_Load_Hour | Timeline | Category | Catch_SKM | Area_SKM | Dis_Avg_CM | WaterGAP | River | Res_Name | WRR(I) | Main_Basin | Sub_Basin | Alt_Year | Area_Poly | Area_Rep | Area_Max | Area_Min | Cap_MCM | Cap_Max | Cap_Rep | Cap_Min | Depth_M | Dor_PC | Elev_MASL | Catch_Rep | Elev_MASL.1 | Catch_Rep.1
606 | Guangxi | Jingxi | AIbu II | 爱布二级水电站 | 106.49 | 22.996 | 1.26 | 1.26 | 46 |  | 44 | -99 | 1967 | 6.2 | 0.56172 |  |  |  |  | 3.4 |  | Trib. Nantanhe | [9 empty] | -99
607 | Guangxi | Jingxi | Aibu II Expansion | 爱布二级水电站扩容 | 106.49 | 22.996 | 3.2 | 1.94 | 46 |  | 44 | -99 | 2019 | 14.8 | 0.52797 |  |  |  |  | 15 |  | Trib. Nantanhe | [9 empty] | -99
608 | Guangxi | Hechi | Aidong | 隘洞电站 | 107.4214 | 24.5775 | 1 | 1 |  | 68.00 |  |  | 1965 | 3 |  |  | Canal |  |  |  |  | Aidonghe
609 | Guangxi | Guilin | Aijiang | 矮江电站 | 110.7661 | 25.3751 | 1.66 | 1.66 |  | 170.00 |  |  | 2007 | 4.78 |  |  | Canal |  |  |  |  | Mochuanhe
610 | Guangxi | Baise | Angtun | 昂屯水电站 | 105.7526 | 23.2349 | 2.52 | 2.52 |  | 182.00 |  |  | 2005 | 5.7744 |  |  | Canal |  |  |  |  | Shanghuahe
611 | Guangxi | Guilin | Anle | 安乐电站 | 109.8514 | 25.2774 | 1.58 | 1.58 |  | 100.00 |  |  | 2005 | 3.6 |  |  | Canal |  |  |  |  | Xihe
612 | Guangxi | Guilin | Anping | 安坪电站 | 110.4026 | 25.7304 | 1.89 | 1.89 |  | 74.00 |  |  | 2006 | 6.25 |  |  | Canal |  |  |  |  | Chuanjiang
613 | Guangxi | Guilin | Anzhou | 安洲电站 | 110.5736 | 25.2344 | 1.89 | 1.89 |  | 15.00 |  |  | 2006 | 1.75 |  |  | Canal |  |  |  |  | Chaotianhe
614 | Guangxi | Guilin | Badong | 坝洞水电站 | 109.9697 | 26.1561 | 3.2 | 3.2 |  | 100.00 |  |  | 2004 | 5.582 |  |  | Canal |  |  |  |  | Pingdenghe
615 | Guangxi | Liuzhou | Bagangyiqi | 八岗一期水电站 | 108.668 | 25.3908 | 1.89 | 1.89 |  | 57.81 |  |  | 2005 | 5.22 |  |  | Canal |  |  |  |  | Pingzhenghe
616 | Guangxi | Jinchengjiang | Bagong | 拔贡水电站 | 107.85 | 24.83 | 8 | 8 | 15.4 |  | 4 | 10 | 1976 | 33.4861 | 0.47783 |  | Reservoir-storage |  |  |  |  | Trib. Longjianghe | [9 empty] | -99
617 | Guangxi | Hechi | Bahou | 坝后电站 | 107.4448 | 25.1527 | 1 | 1 |  | 43.78 |  |  | 1995 | 3.945 |  |  | Combined |  |  |  |  | Daniuhe
618 | Guangxi | Baise | Baibu | 百布水电站 | 105.946 | 23.0346 | 2.63 | 2.63 |  | 68.00 |  |  | 2001 | 6.5748 |  |  | Canal |  |  |  |  | Nalahe
619 | Guangxi | Baise | Baidonghe | 百东河水库——水电站工程 | 106.8606 | 23.8134 | 1 | 1 |  | 18.00 |  |  | 1986 | 3.04 |  |  | Reservoir-storage |  |  |  |  | Baidonghe
620 | Guangxi | Baise | Baidu | 百都水库-扩建水电站工程 | 105.5975 | 23.2896 | 9 | 9 |  | 55.00 |  |  |  | 33.2 |  |  | Canal |  |  |  |  | Ganhe
621 | Guangxi | Wuzhou | Baihe | 百合电站 | 110.6303 | 24.1611 | 1.63 | 1.63 |  | 155.00 |  |  |  | 6.58 |  |  | Canal |  |  |  |  | Baihehe
622 | Guangxi | Baise | Baihe | 百合水电站 | 106.741 | 24.7233 | 3.75 | 3.75 |  | 52.00 |  |  |  | 15.13 |  |  | Canal |  |  |  |  | Xielihe
623 | Guangxi | Baise | Baihe | 百合水电站 | 105.8433 | 23.1032 | 4 | 4 |  | 54.00 |  |  |  | 10.95 |  |  | Canal |  |  |  |  | Baihehe
624 | Guangxi | Hezhou | Baihuatan | 百花滩水电站 | 111.1956 | 24.0843 | 4.8 | 4.8 |  | 23.00 |  |  | 2003 | 16.82 |  |  | Reservoir-storage |  |  |  |  | Fuqunshui
625 | Guangxi | Hechi | Baijing | 柏京水电站 | 107.5067 | 24.32 | 1.03 | 1.03 |  | 96.00 |  |  | 2002 | 3 |  |  | Canal |  |  |  |  | Hualonghe
626 | Guangxi | Baise | Bailang | 百浪水电站 | 105.5959 | 23.28 | 2.5 | 2.5 |  | 12.00 |  |  | 2008 | 1.2901 |  |  | Canal |  |  |  |  | Ganhe
627 | Guangxi | Baise | Baile | 百乐水库-水电站工程 | 106.2053 | 24.6458 | 21 | 21 |  | 135.00 |  |  |  | 65 |  |  | Canal |  |  |  |  | Bailehe
628 | Guangxi | Fangchenggang | Baili IV | 百里电站四级站 | 108.1042 | 21.8324 | 1.75 | 1.75 |  | 38.00 |  |  | 2005 | 3.6722 |  |  | Canal |  |  |  |  | Fangchenghe
629 | Guangxi | Fangchenggang | Bailong | 百龙水电站 | 107.7864 | 22.0486 | 4.8 | 4.8 |  | 12.00 |  |  | 1990 | 18 |  |  | Canal |  |  |  |  | Mingjiang
630 | Guangxi | Hechi | Bailongtan | 百龙滩水电站 | 108.13 | 23.86 | 192 | 192 | 18 | 9.70 |  | 28 | 1999 | 804 | 0.47803 | [6 empty] | Nanpanjiang |  |  | Pearl | [6 empty] | -99
631 | Guangxi | Guilin | Baimalei | 白马垒水电站 | 110.8466 | 25.1393 | 1.26 | 1.26 |  | 310.00 |  |  | 2006 | 20.06 |  |  | Canal |  |  |  |  | Limuhe
632 | Guangxi | Baise | Baise | 百色水利枢纽 | 106.46 | 23.93 | 540 | 540 | 107.2 | 88 | 71 | 130 | 2006 | 1690 | 0.35726 |  | Reservoir-storage | 19009 | 90 | 199.53 |  | Youjiang |  |  | Pearl |  |  | 90.41 |  |  |  | 5660 |  | 5660 |  | 62.6 | 90 | 156 |  | 0 | 0
633 | Guangxi | Tianyang | Baise City Naji | 白色市那吉航运枢纽 | 106.77 | 23.78 | 66 | 66 |  |  |  | 18 | 2008 | 271 | 0.46873 | [6 empty] | Youjianghe |  |  | Yujiang | [6 empty] | 183
634 | Guangxi | Youjiang | Baise Dongsun | 百色市东笋水电站 | 112.5038 | 23.9108 | 24 | 24 |  |  |  | 6 | 2006 |  |  |  | Run-of-river |  |  | 256 |  | Yujiang | [9 empty] | 18.62
635 | Guangxi | Tianlin | Baise Tianlin Baile |  | 106.2 | 24.62 | 21 | 21 |  |  |  | -99 | [9 empty] | Bailehe | [9 empty] | -99
636 | Guangxi | Baise | Baisheng II | 百省二级水库-水电站工程 | 105.6751 | 23.122 | 5 | 5 |  | 7.00 |  |  |  | 19.78 |  |  | Reservoir-storage |  |  |  |  | Ganhe
637 | Guangxi | Baise | Baishengyikji | 百省一级水电站 | 105.6594 | 23.1548 | 5.25 | 5.25 |  | 18.00 |  |  | 2005 | 22.3 |  |  | Reservoir-storage |  |  |  |  | Ganhe
638 | Guangxi | Qinzhou | Baishishui | 白石水水电站 | 109.2819 | 22.0944 | 1 | 1 |  | 3.50 |  |  | 1976 | 0.9 |  |  | Reservoir-storage |  |  |  |  | Wulijiang
639 | Guangxi | Hezhou | Baishiye | 白石牙水库-水电站工程 | 108.0376 | 21.8549 | 2.5 | 2.5 |  | 75.00 | [6 empty] | Reservoir-storage |  |  |  |  | Fangchenghe
640 | Guangxi | Guilin | Baishuijiao | 白水脚水电站 | 110.9605 | 26.178 | 3.2 | 3.2 |  | 280.80 |  |  | 1996 | 16 |  |  | Canal |  |  |  |  | Gedongyuan
641 | Guangxi | Guilin | Baishuiping | 白水坪电站 | 110.0195 | 26.0865 | 1.26 | 1.26 |  | 50.00 |  |  | 2006 | 4 |  |  | Canal |  |  |  |  | Pingdenghe
642 | Guangxi | Fangchenggang | Baisi | 百细水电站 | 107.8847 | 22.0917 | 1.3 | 1.3 |  | 5.50 |  |  | 1985 | 5.55 |  |  | Canal |  |  |  |  | Mingjiang
643 | Guangxi | Guilin | Baixin | 百鑫水电站 | 110.619 | 26.1934 | 2 | 2 |  | 197.00 |  |  |  | 7.6 |  |  | Canal |  |  |  |  | Gualihe
644 | Guangxi | Hezhou | Baiyi | 百义电站 | 111.6507 | 24.6451 | 1.89 | 1.89 |  | 230.00 |  |  | 2005 | 3.78 |  |  | Canal |  |  |  |  | Maweihe
645 | Guangxi | Baise | Baizhong | 百中水电站 | 106.4614 | 24.9871 | 8 | 8 |  | 46.50 |  |  | 2007 | 37.7 |  |  | Canal |  |  |  |  | Bailanghe
646 | Guangxi | Guilin | Bajiangchong | 巴江冲电站 | 110.7569 | 24.3749 | 2.06 | 2.06 |  | 198.00 |  |  | 2004 | 2.1 |  |  | Canal |  |  |  |  | Guijiang
647 | Guangxi | Pingle | Bajiangkou | 巴江口水电站 | 110.75 | 24.38 | 90 | 90 | 26 | 23 |  | -99 | 2008 | 427.6 | 0.54236 | [6 empty] | Guijiang |  |  | Pearl | [6 empty] | 216
648 | Guangxi | Guilin | Bajiangshiziling | 巴江狮子岭水电站 | 110.7532 | 24.3729 | 1.26 | 1.26 |  | 68.00 |  |  | 2004 | 1.75 |  |  | Canal |  |  |  |  | Guijiang
649 | Guangxi | Guilin | Baleijiang | 坝垒江水电站 | 110.9373 | 26.1162 | 1 | 1 |  | 137.00 |  |  | 2004 | 2.66 |  |  | Canal |  |  |  |  | Wanxianghe
650 | Guangxi | Baise | Bangan | 板干水电站 | 106.1906 | 24.6792 | 30 | 30 |  | 410.00 |  |  |  | 112.682 |  |  | Canal |  |  |  |  | Bailehe
651 | Guangxi | Guilin | Bangshang | 榜上电站 | 110.8061 | 25.4459 | 0.65 | 0.65 |  | 172.00 |  |  | 2001 | 2.02 |  |  | Canal |  |  |  |  | Mochuanhe
652 | Guangxi | Baise | Banla | 半腊水电站 | 105.6969 | 24.6146 | 1.26 | 1.26 |  | 219.5 |  |  | 2004 | 7.45 |  |  | Canal |  |  |  |  | Banjianhe
653 | Guangxi | Fangchenggang | Banmeng I | 板蒙一级电站 | 107.7135 | 21.7203 | 1.5 | 1.5 |  | 75.00 |  |  | 2006 | 3.329 |  |  | Canal |  |  |  |  | Beilunhe
654 | Guangxi | Guilin | Banshanwei | 平乐县班山尾电站 | 110.6942 | 24.751 | 8.9 | 8.9 |  | 11.00 |  |  | 1989 | 41 |  |  | Reservoir-storage |  |  |  |  | Chajiang
655 | Guangxi | Guilin | Banxia | 板峡水库-水电站工程 | 110.0822 | 24.8267 | 2.6 | 2.6 |  | 21.00 |  |  | 1984 | 5.26 |  |  | Canal |  |  |  |  | Maojiang
656 | Guangxi | Guilin | Banyue | 伴月水电站 | 110.8319 | 26.094 | 1.2 | 1.2 |  | 160.00 |  |  | 1998 | 5.4 |  |  | Canal |  |  |  |  | Shanchuanhe
657 | Guangxi | Fangchenggang | Banzhi | 板真水电站 | 107.7948 | 21.7203 | 2.5 | 2.5 |  | 75.00 |  |  |  | 0 |  |  | Canal |  |  |  |  | Beilunhe
658 | Guangxi | Guilin | Baoan | 保安电站 | 109.8042 | 25.3356 | 1.2 | 1.2 |  | 11.20 |  |  | 2008 | 2.82 |  |  | Canal |  |  |  |  | Xihe
659 | Guangxi | Guilin | Baoding | 宝鼎山水电站 | 110.7166 | 26.0417 | 1.89 | 1.89 |  | 220.00 |  |  | 2005 | 7.56 |  |  | Canal |  |  |  |  | Fuyishui
660 | Guangxi | Guilin | Baolin I | 保林一级电站 | 110.8545 | 25.4262 | 1.27 | 1.27 |  | 211.00 |  |  | 2008 | 3.82 |  |  | Canal |  |  |  |  | Mochuanhe
661 | Guangxi | Guilin | Baolin II | 保林二级电站 | 110.8298 | 25.4556 | 1.26 | 1.26 |  | 143.00 |  |  | 2001 | 3.85 |  |  | Canal |  |  |  |  | Mochuanhe
662 | Guangxi | Guilin | Baolin III | 保林三级电站 | 110.8375 | 25.4542 | 1.26 | 1.26 |  | 91.00 |  |  | 2002 | 3.91 |  |  | Canal |  |  |  |  | Mochuanhe
663 | Guangxi | Baise | Baoming | 保明水电站 | 106.8747 | 23.2758 | 1.6 | 1.6 |  | 8.00 |  |  | 2006 | 7.7238 |  |  | Canal |  |  |  |  | Longxuhe
664 | Guangxi | Hechi | Baoshan | 豹山水电站 | 108.4843 | 25.2462 | 1.48 | 1.48 |  | 86.00 |  |  | 1991 | 2.8 |  |  | Canal |  |  |  |  | Xiabanghe
665 | Guangxi | Huanjiang | Baotan I-III | 宝坛梯级水电站 | 108.795 | 24.972 | 37.66 | 37.66 |  | 35 |  | 70.82 | 2006 | [8 empty] | Xinhuahe | [9 empty] | -99
666 | Guangxi | Guilin | Baoyuan | 宝源水电站 | 110.6483 | 25.9636 | 1.66 | 1.66 |  | 188 |  |  | 2005 | 6.5 |  |  | Canal |  |  |  |  | Fuyishui
667 | Guangxi | Tianlin | Bashu | 驮娘江八书水电站 | 105.624 | 24.319 | 5 | 5 |  | 9.5 |  | 14 | 2005 | 23 |  |  | Reservoir-storage |  |  | 65 |  | Tuoniangjiang |  |  | Pearl
668 | Guangxi | Baise | Baxin | 八新水库-水电站工程 | 105.6204 | 24.3213 | 9 | 9 |  | 14.00 |  |  | 2007 | 32.4862 |  |  | Reservoir-storage |  |  |  |  | Yujiang
669 | Guangxi | Hechi | Beice | 北册水电站 | 108.0857 | 24.3947 | 2.4 | 2.4 |  | 10.00 |  |  | 2007 | 9.5 |  |  | Reservoir-storage |  |  |  |  | Diaojiang
670 | Guangxi | Guilin | Beidongyuan | 北洞源水电站 | 110.9092 | 24.8351 | 1.89 | 1.89 |  | 126.00 |  |  | 2007 | 3 |  |  | Canal |  |  |  |  | Dongyuanhe
671 | Guangxi | Nanning | Beitan | 北滩水库—水电站工程 | 109.2344 | 22.7669 | 0.7 | 0.7 |  | 9.00 |  |  | 1975 | 0.95 |  |  | Combined |  |  |  |  | Mengjianghe
672 | Guangxi | Guilin | Benli | 奔里水电站 | 110.1528 | 25.8754 | 1.2 | 1.2 |  | 260.00 |  |  | 2005 | 4.0594 |  |  | Canal |  |  |  |  | Xunjiang
673 | Guangxi | Hechi | Biaoshanhe | 标山河水电站 | 108.5438 | 25.1731 | 2.4 | 2.4 |  | 100.00 |  |  | 2008 | 7 |  |  | Canal |  |  |  |  | Biaoshanhe
674 | Guangxi | Hezhou | Bijiang | 庇江水电站 | 110.9186 | 24.2158 | 0.76 | 0.76 |  | 3.00 |  |  | 1981 | 2.02 |  |  | Reservoir-storage |  |  |  |  | Siqinjiang
675 | Guangxi | Guilin | Bilin | 碧林水电站 | 110.0441 | 25.9856 | 1.03 | 1.03 |  | 30.00 |  |  | 2007 | 3.7575 |  |  | Canal |  |  |  |  | Weijianghe
676 | Guangxi | Wuzhou | Botang | 波塘水电站 | 110.8522 | 23.0097 | 6 | 6 |  | 6.20 |  |  | 1984 | 25.3276 |  |  | Reservoir-storage |  |  |  |  | Huanghuajiang
677 | Guangxi | Jingxi | Bozhou I | 靖西县波州一级水电站 | 106.71 | 22.967 | 1.6 | 1.6 | 40 | 37 |  | -99 | 1973 | 5.3346 | 0.38061 |  |  |  |  | 3.6 |  | Trib. Heishuihe | [9 empty] | -99
678 | Guangxi | Baise | Budong | 布东水电站 | 105.4567 | 24.7892 | 10.5 | 10.5 |  | 100.00 |  |  | 2009 | 50.9112 |  |  | Canal |  |  |  |  | Xinzhouhe-Lengshuihe
679 | Guangxi | Guilin | Bue | 步厄电站 | 109.9532 | 25.405 | 2.63 | 2.63 |  | 98.00 |  |  | 2006 | 7 |  |  | Canal |  |  |  |  | Xunjianghe
680 | Guangxi | Guilin | Bugaotan | 步高潭水电站 | 110.3576 | 25.9364 | 4 | 4 |  | 262.50 |  |  | 1994 | 18 |  |  | Canal |  |  |  |  | Tangdonghe
681 | Guangxi | Liuzhou | Buling | 卜令水电站 | 109.1936 | 25.3206 | 3.2 | 3.2 |  | 140.00 |  |  | 2006 | 8.06 |  |  | Canal |  |  |  |  | Xiangfenhe
682 | Guangxi | Wuzhou | Cantian | 参田电站 | 111.52 | 24.08 | 2.5 | 2.5 |  | 28.5 | [6 empty] | Reservoir-storage |  |  |  |  | Donganjiang
683 | Guangxi | Liuzhou | Caotouping | 草头坪水电站 | 109.5482 | 25.7881 | 28 | 28 |  | 13.5 |  |  | 2003 | 86.18 |  |  | Reservoir-storage |  |  |  |  | Xunjiang
684 | Guangxi | Guilin | Changfa | 常发水电站 | 110.6655 | 25.9527 | 3.2 | 3.2 |  | 305.00 |  |  | 2006 | 11 |  |  | Canal |  |  |  |  | Fuyishui
685 | Guangxi | Yongfu | Changtang | 永福县长塘水库 | 109.76 | 24.15 | 28 | 28 |  |  |  | -99 | 2025 | 88.2 | 0.35959 | Planning | [5 empty] | Luoqingjiang |  |  | Liujiang | [6 empty] | 409
686 | Guangxi | Lipu | Changtanhe (Guangxi) | 长滩河水利枢纽工程 | 110.259 | 24.395 | 14.5 | 14.5 |  |  |  | 10 | 2009 | 62.5 | 0.49205 | [6 empty] | Trib. Lipuhe | [9 empty] | -99
687 | Guangxi | Hezhou | Changyuan | 常源电站 | 111.2139 | 24.8881 | 0.96 | 0.96 |  | 156.00 |  |  | 2007 | 2.7113 |  |  | Canal |  |  |  |  | Hejiang
688 | Guangxi | Wuzhou | Changzhou | 长洲水利枢纽 | 111.225 | 23.4486 | 630 | 630 |  |  |  | 50 | 2009 | 2584 | 0.46822 |  |  | 295005 | 72 | 6038 |  | Xunjiang |  |  | Tarim |  |  | 71.92 |  |  |  | 560 |  | 560 |  | 7.8 | 0.3 | 4 |  | 0 | 0
689 | Guangxi | Guilin | Chanjiang | 产江电站 | 110.2987 | 25.8131 | 1.26 | 1.26 |  | 189.00 |  |  | 2005 | 4.09 |  |  | Canal |  |  |  |  | Xiaorongjiang
690 | Guangxi | Baise | Chengbihe | 澄碧河水库 | 106.6433 | 24.0452 | 30 | 30 |  | 52 |  | 70 | 1966 | 115.6 |  |  |  | 878 | 25 | 9.68 | WaterGAP | Chengbihe |  |  | Pearl |  |  | 24.97 | 55.5 | 56 |  | 1130 |  | 1130 | 1100 | 45.3 | 370.2 | 176 |  | 0 | 0
691 | Guangxi | Laibin | Chengguanlongwu | 城关龙舞水电站 | 108.6572 | 23.9378 | 3.2 | 3.2 |  | 15.00 |  |  | 2009 | 3 |  |  | Reservoir-storage |  |  |  |  | Qigengjiang
692 | Guangxi | Laibin | Chengguanqianhong | 城关乾洪水电站 | 108.6969 | 24.115 | 1.6 | 1.6 |  | 132.00 |  |  | 2007 | 1.2 |  |  | Canal |  |  |  |  | Donglehe
693 | Guangxi | Guilin | Chengling | 城岭电站 | 110.875 | 25.4639 | 2.5 | 2.5 |  | 285.00 |  |  | 2007 | 8.25 |  |  | Canal |  |  |  |  | Liudonghe
694 | Guangxi | Guilin | Chengtian | 城田电站 | 110.0049 | 26.1048 | 1.89 | 1.89 |  | 100.60 |  |  | 2011 | 0.9569 |  |  | Canal |  |  |  |  | Pingdenghe
695 | Guangxi | Yulin | Chongli | 充粟水库-水电站 | 109.8851 | 22.3307 | 6.5 | 6.5 |  | 45.00 |  |  | 1978 | 15.6 |  |  | Reservoir-storage |  |  |  |  | Lvzhujiang
696 | Guangxi | Laibin | Chongtianqiao | 冲天桥水电站 | 109.8541 | 24.0361 | 1.14 | 1.14 |  | 24.00 |  |  | 1976 | 5 |  |  | Canal |  |  |  |  | Dishuihe
697 | Guangxi | Guilin | Congzhang | 丛仗电站 | 109.8389 | 25.2631 | 1.89 | 1.89 |  | 48.50 |  |  | 2009 | 2.1632 |  |  | Canal |  |  |  |  | Xihe
698 | Guangxi | Guilin | Daaoqiao | 大凹桥电站 | 110.9684 | 25.3988 | 1.89 | 1.89 |  | 80.00 |  |  | 1985 | 9.45 |  |  | Canal |  |  |  |  | Niuwanhe
699 | Guangxi | Quanzhou | Dabeijiang | 全州县大北江水电站 | 110.8012 | 25.819 | 36.6 | 36.6 | 120 | 90 |  | -99 | 2009 | 5.2647 | [17 empty] | -99
700 | Guangxi | Guilin | Dabeinao | 大贝脑电站 | 110.7382 | 24.4208 | 1.26 | 170.00 |  | 170.00 |  |  | 2004 | 1 |  |  | Canal |  |  |  |  | Guijiang
701 | Guangxi | Hezhou | Dachong | 大冲水库-电站工程 | 111.9294 | 24.6035 | 9.6 | 9.6 |  | 17.00 |  |  | 2005 | 23.51 |  |  | Combined |  |  |  |  | Datanhe
702 | Guangxi | Fangchenggang | Dacun | 大村电站 | 107.8864 | 21.7115 | 1.26 | 1.26 |  | 85 |  |  | 2005 | 3.135 |  |  | Canal |  |  |  |  | Beilunhe
703 | Guangxi | Yulin | Dacun | 大村水库-大村水电站工程 | 110.5492 | 22.4756 | 2.4 | 2.4 |  | 100.4 |  |  | 1978 | 7.7365 |  |  | Canal |  |  |  |  | Xinfenghe
704 | Guangxi | Hezhou | Dadong | 大洞电站 | 111.8441 | 24.4314 | 2.4 | 2.4 |  | 28 |  |  | 1972 | 2.85 |  |  | Canal |  |  |  |  | Dongjianghe
705 | Guangxi | Guilin | Dafa | 大发水电站 | 110.1544 | 25.9167 | 3.2 | 3.2 |  | 540.00 |  |  | 2010 | 17.15 |  |  | Canal |  |  |  |  | Furonghe
706 | Guangxi | Guilin | Dafeng | 大峰电站 | 110.1274 | 24.8055 | 1.5 | 1.5 |  | 51.00 |  |  | 2004 | 2.8684 |  |  | Canal |  |  |  |  | Maojiang
707 | Guangxi | Liuzhou | Dafu | 大埔水电站 | 109.2411 | 24.6369 | 90 | 90 |  | 10.80 |  |  | 2005 | 394.84 |  |  | Reservoir-storage |  |  |  |  | Liujiang
708 | Guangxi | Guilin | Dagang | 大刚电站 | 110.8239 | 24.4433 | 1.04 | 130.00 |  | 130.00 |  |  | 1995 | 2.1 |  |  | Canal |  |  |  |  | Rongjinhe
709 | Guangxi | Hezhou | Dagui | 大桂水电站 | 111.5797 | 24.1356 | 4.8 | 4.8 |  | 159.00 |  |  | 2003 | 13.66 |  |  | Canal |  |  |  |  | Donganjiang
710 | Guangxi | Guilin | Dahejiang | 大河江电站 | 110.8142 | 25.287 | 4.63 | 4.63 |  | 250.00 |  |  | 2006 | 8.5236 |  |  | Canal |  |  |  |  | Guanjiang
711 | Guangxi | Guilin | Dahetang | 大禾塘水电站 | 110.583 | 26.1604 | 1.89 | 1.89 |  | 320.00 |  |  | 2005 | 7.5 |  |  | Canal |  |  |  |  | Gualihe
712 | Guangxi | Dahua | Dahua | 大化水电站 | 108.13 | 23.85 | 566 | 566 | 39.2 | 21.50 | 13 | 78.5 | 1986 | 2860 | 0.57683 | [6 empty] | Hongshuihe |  |  | Pearl | [6 empty] | -99
713 | Guangxi | Hezhou | Dajiangbian | 大江边电站 | 111.0656 | 24.5686 | 1.2 | 1.2 |  | 95.00 |  |  | 1992 | 3.86 |  |  | Canal |  |  |  |  | Pingxihe
714 | Guangxi | Fangchenggang | Dajiangkou | 大江口电站 | 107.9669 | 21.7847 | 1.5 | 1.5 |  | 75.00 |  |  | 2005 | 2.564 |  |  | Canal |  |  |  |  | Fangchenghe
715 | Guangxi | Guigang | Dakai | 达开水库 | 109.3 | 23.42 | 60 | 60 |  |  |  | 52 | 2019 |  |  |  |  | 432 | 15 | 11.25 |  | Mapaihe |  |  | Pearl |  |  | 14.92 | 28.9 |  |  | 391.2 |  | 391.2 | 390 | 26.2 | 110.2 | 74 |  | 0 | 0
716 | Guangxi | Baise | Dakun | 大坤水电站 | 106.9033 | 23.3275 | 4.8 | 4.8 |  | 10.50 |  |  |  | 18.44 |  |  | Reservoir-storage |  |  |  |  | Longxuhe
717 | Guangxi | Guilin | Dalangbei | 大朗背电站 | 109.925 | 25.4244 | 3.2 | 3.2 |  | 385.00 |  |  | 2008 | 9 |  |  | Canal |  |  |  |  | Xunjianghe
718 | Guangxi | Hezhou | Dali II | 大黎二级电站 | 111.6891 | 24.7276 | 7.5 | 7.5 |  | 382.00 |  |  | 2003 | 19.36 |  |  | Canal |  |  |  |  | Daninghe
719 | Guangxi | Hezhou | Dali III | 大黎三级水电站 | 111.7143 | 24.7228 | 3.75 | 3.75 |  | 94.00 |  |  | 2007 | 10.8 |  |  | Canal |  |  |  |  | Daninghe
720 | Guangxi | Nanning | Dalongdong | 大龙洞水库—水电站工程 | 108.5809 | 23.5835 | 2 | 2 |  | 17.00 |  |  | 1979 | 8 |  |  | Reservoir-storage |  |  |  |  | Dalongdonghe
721 | Guangxi | Yulin | Dalonghe | 大龙河水电站 | 110.743 | 22.6552 | 3.2 | 3.2 |  | 92.00 |  |  |  | 14.626 |  |  | Canal |  |  |  |  | Yangmeihe
722 | Guangxi | Guilin | Damuling | 大木岭水电站 | 111.0872 | 26.2053 | 2.52 | 2.52 |  | 12.00 |  |  | 2007 | 5.44 |  |  | Reservoir-storage |  |  |  |  | Yixianghe
723 | Guangxi | Liuzhou | Dangweng | 党翁水电站 | 108.7342 | 25.4652 | 4 | 4 |  | 178.00 |  |  | 2005 | 17.14 |  |  | Canal |  |  |  |  | Zaigehe
724 | Guangxi | Yulin | Danhua | 丹花水电站工程 | 110.6239 | 22.4778 | 1.05 | 1.05 |  | 120.00 |  |  | 2007 | 1.82 |  |  | Canal |  |  |  |  | Xinfenghe
725 | Guangxi | Hezhou | Daning | 大宁水库-电站工程 | 111.8777 | 24.5304 | 4 | 4 |  | 5.00 |  |  | 2006 | 9.54 |  |  | Reservoir-storage |  |  |  |  | Daninghe
726 | Guangxi | Guilin | Danjiang | 丹江电站 | 109.8464 | 25.4031 | 1 | 1 |  | 190.00 |  |  | 2006 | 3.109 |  |  | Canal |  |  |  |  | Xihe
727 | Guangxi | Guilin | Danyuan | 单源水电站 | 110.9161 | 24.9778 | 1.26 | 1.26 |  | 560 |  |  | 2006 | 2.6 |  |  | Canal |  |  |  |  | Gongchenghe
728 | Guangxi | Wuzhou | Danzhu I | 丹竹一级电站 | 111.1595 | 23.8244 | 6 | 6 |  | 179.00 |  |  | 2007 | 10.3576 |  |  | Canal |  |  |  |  | Longjiang
729 | Guangxi | Wuzhou | Danzhu II | 丹竹二级电站 | 111.1416 | 23.825 | 1.89 | 1.89 |  | 38.00 |  |  | 2007 | 3.9069 |  |  | Canal |  |  |  |  | Longjiang
730 | Guangxi | Hezhou | Danzhuchong | 丹竹冲电站 | 111.0789 | 24.6157 | 0.82 | 0.82 |  | 139.00 |  |  | 2004 | 2.16 |  |  | Canal |  |  |  |  | Huashanhe
731 | Guangxi | Guilin | Danzhuling | 丹竹岭水电站 | 110.7244 | 25.1034 | 2.01 | 2.01 |  | 320.00 |  |  | 2006 | 4.02 |  |  | Canal |  |  |  |  | Xilinghe
732 | Guangxi | Guigang | Dapengheyuan | 大鹏河源电站 | 110.1414 | 23.7425 | 3 | 3 |  | 20.00 | [6 empty] | Canal |  |  |  |  | Dahuangjiang
733 | Guangxi | Guigang | Dapenglikou | 大鹏沥口（大河）电站 | 110.1878 | 23.8222 | 2.8 | 2.8 |  | 54.00 |  |  | 2007 | 6.5 |  |  | Canal |  |  |  |  | Dahuangjiang
734 | Guangxi | Guigang | Dapengmengjinghe | 大鹏猛京河电站 | 110.1436 | 23.795 | 3 | 3 |  | 20.00 | [6 empty] | Canal |  |  |  |  | Dahuangjiang
735 | Guangxi | Guilin | Daping | 大坪电站 | 110.9557 | 25.4802 | 0.64 | 0.64 |  | 80.00 |  |  | 2006 | 1.5 |  |  | Canal |  |  |  |  | Guanjiang
736 | Guangxi | Hezhou | Daping | 大坪水电站 | 111.0481 | 24.6439 | 0.9 | 0.9 |  | 165.00 |  |  | 2004 | 4 |  |  | Canal |  |  |  |  | Huashanhe
737 | Guangxi | Guilin | Daping | 大坪水电站 | 110.6101 | 24.9142 | 1.2 | 1.2 |  | 150.00 |  |  | 2005 | 2.5 |  |  | Canal |  |  |  |  | Xishancunhe
738 | Guangxi | Guilin | Daping | 大坪水库-大坪水电站 | 110.7248 | 26.0902 | 2.5 | 2.5 |  | 235.00 |  |  | 2002 | 10 |  |  | Canal |  |  |  |  | Tianmenhe
739 | Guangxi | Hezhou | Daping II | 大坪二级电站 | 111.0614 | 24.6342 | 0.82 | 0.82 |  | 65.00 |  |  | 2007 | 2.27 |  |  | Canal |  |  |  |  | Huashanhe
740 | Guangxi | Fangchenggang | Daping II | 大平电站二级站 | 108.2001 | 21.9518 | 2.52 | 2.52 |  | 95.00 |  |  | 2005 | 1.708 |  |  | Canal |  |  |  |  | Tanyinghe
741 | Guangxi | Qinzhou | Dapo | 大坡水电站 | 109.674 | 22.4184 | 1 | 1 |  | 32.20 |  |  | 1972 | 0.35 |  |  | Canal |  |  |  |  | Wusijiang
742 | Guangxi | Hezhou | Daqing | 大庆水库-电站工程 | 111.8545 | 24.6883 | 1.89 | 1.89 |  | 130.00 |  |  | 2007 | 3.83 |  |  | Combined |  |  |  |  | Jinshanhe
743 | Guangxi | Wuzhou | Daren | 大任水库-水电站工程 | 110.7558 | 23.6992 | 1.5 | 1.5 |  | 30.00 |  |  | 1978 | 2 |  |  | Canal |  |  |  |  | Darenhe
744 | Guangxi | Beiliu | Darongshan | 北流县大容山水电站 | 110.187 | 22.74 | 10.7 | 10.7 |  | 224 |  | -99 | 1961 | 56 | [17 empty] | -99
745 | Guangxi | Guilin | Dashan | 大山水电站 | 110.9087 | 24.9427 | 1.26 | 1.26 |  | 300 |  |  | 1989 | 4.5 |  |  | Canal |  |  |  |  | Gongchenghe
746 | Guangxi | Hezhou | Dashuang | 大爽电站 | 111.0997 | 24.345 | 2.5 | 2.5 |  | 10.00 |  |  | 1978 | 4.82 |  |  | Canal |  |  |  |  | Siqinjiang
747 | Guangxi | Guilin | Dashuping | 大树坪水电站 | 110.5621 | 26.1749 | 2.6 | 2.6 |  | 220.00 |  |  | 2007 | 11 |  |  | Canal |  |  |  |  | Gualihe
748 | Guangxi | Guilin | Datang | 大塘水电站 | 110.0699 | 25.8448 | 2 | 2 |  | 270.00 |  |  | 2001 | 5.6724 |  |  | Canal |  |  |  |  | Xunjiang
749 | Guangxi | Guiping | Datengxia | 大藤峡水电站 | 110.09 | 23.33 | 1600 | 1600 |  | 25 |  | 61 | 2020 | 6130 | 0.43736 |  | Run-of-river |  |  | 4290 |  | Nanpanjiang |  |  | Pearl | [6 empty] | 3430
750 | Guangxi | Wuzhou | Dawan | 大湾水电站 | 110.9603 | 22.9531 | 4.8 | 4.8 |  | 24 |  |  | 1980 | 20 |  |  | Combined |  |  |  |  | Yichanghe
751 | Guangxi | Wuming | Dawangtan | 大王滩电站 | 108.3286 | 23.0911 | 5.1 | 5 |  | 18 |  | 37 | 1960 | 10 |  |  |  | 1148 | 16 | 35.18 |  | Bachijiang |  |  | Pearl |  |  | 16.14 |  |  |  | 638 |  | 638 | 585 | 39.5 | 57.5 | 88 |  | 0 | 0
752 | Guangxi | Guilin | Daweidong | 大渭洞水电站 | 110.8489 | 25.9505 | 2 | 2 |  | 68 |  |  | 1985 | 8.18 |  |  | Canal |  |  |  |  | Baishahe
753 | Guangxi | Guilin | Daxian | 大仙水电站 | 110.9433 | 26.1334 | 1 | 1 |  | 394.00 |  |  | 1996 | 4.56 |  |  | Canal |  |  |  |  | Wanxianghe
754 | Guangxi | Guilin | Daxiaotian II | 大小田二级电站 | 109.9267 | 25.0014 | 1 | 1 |  | 56 |  |  | 2008 | 0.9763 |  |  | Canal |  |  |  |  | Datianhe
755 | Guangxi | Guilin | Daxijiangzhen(geduyuan) | 大西江镇（戈渡源）水电站 | 110.9881 | 26.1722 | 1.3 | 1.3 |  | 41.00 |  |  | 1998 | 4.6 |  |  | Canal |  |  |  |  | Gedongyuan
756 | Guangxi | Guilin | Dayiping | 大宜坪水电站 | 111.0581 | 26.3092 | 1.89 | 1.89 |  | 225.00 |  |  | 2006 | 5.5648 |  |  | Canal |  |  |  |  | Wenqiaoyuan
757 | Guangxi | Guilin | Dayuan | 大源水电站 | 110.7646 | 26.1346 | 1.89 | 1.89 |  | 173 |  |  | 2008 | 7.56 |  |  | Canal |  |  |  |  | Tongzuohe
758 | Guangxi | Guilin | Dayuan | 大源电站 | 110.5618 | 25.0188 | 3.2 | 3.2 |  | 200 |  |  | 1970 | 6.2 |  |  | Canal |  |  |  |  | Xingpinghe
759 | Guangxi | Guilin | Dayun | 大云水电站 | 109.8834 | 25.8244 | 11 | 11 |  | 11.42 |  |  | 2011 | 3.4789 |  |  | Reservoir-storage |  |  |  |  | Xunjiang
760 | Guangxi | Laibin | Dazhanghe II | 大樟河二级电站 | 109.8877 | 23.8201 | 4 | 4 |  | 100.00 |  |  | 2007 | 14 |  |  | Canal |  |  |  |  | Yunjiang
761 | Guangxi | Guilin | Dazhijie | 大志界水电站 | 110.4933 | 26.0949 | 4.8 | 4.8 |  | 340.00 |  |  | 2007 | 18 |  |  | Canal |  |  |  |  | Xunjiang
762 | Guangxi | Guilin | Dazhu | 大竹水电站 | 109.8111 | 25.6199 | 4.8 | 4.8 |  | 42.00 |  |  | 2009 | 19 |  |  | Canal |  |  |  |  | Sanmenhe
763 | Guangxi | Guilin | Dazhuping | 大竹坪电站 | 110.9601 | 25.4211 | 1.6 | 1.6 |  | 98.00 |  |  | 2006 | 6.6536 |  |  | Canal |  |  |  |  | Niuwanhe
764 | Guangxi | Baise | Deming | 德明水电站 | 106.8625 | 23.3206 | 2.1 | 2.1 |  | 7.50 |  |  |  | 8.53 |  |  | Canal |  |  |  |  | Longxuhe
765 | Guangxi | Baise | Denggao I | 登高水库-1站水电站工程 | 107.0197 | 23.4348 | 7.5 | 7.5 |  | 26.70 |  |  | 1998 | 42.88 |  |  | Reservoir-storage |  |  |  |  | Longxuhe
766 | Guangxi | Baise | Denggao II | 登高水库—2站水电站工程 | 107.0195 | 23.435 | 10 | 10 |  | 26.70 |  |  | 2011 | 38 |  |  | Reservoir-storage |  |  |  |  | Longxuhe
767 | Guangxi | Nanning | Dingdang | 丁当电站 | 108.04 | 23.16 | 2.4 | 2.4 |  | 4.7 |  |  | 2008 | 8.16 |  |  | Reservoir-storage |  |  |  |  | Wuminghe
768 | Guangxi | Guilin | Dingjia | 丁家电站 | 110.9 | 25.48 | 1.13 | 1.13 |  | 210 |  |  | 2003 | 3.45 |  |  | Canal |  |  |  |  | Xiexinghe
769 | Guangxi | Baise | Dingren | 丁仁水电站 | 105.83 | 24.51 | 1.5 | 1.5 |  | 29 |  |  |  | 5.59 |  |  | Canal |  |  |  |  | Bazhonghe
770 | Guangxi | Tianlin | Dongba | 洞巴水电站 | 104.92 | 24.1 | 72 | 72 |  | 74.00 |  | 105 | 2006 | 309 | 0.48992 |  |  | 4622 | 6 | 56.43 |  | Xiyangjiang | [5 empty] | 5.98 | 8.6 |  |  | 322 |  | 322 |  | 53.8 | 18.1 | 446 |  | 0 | 0
771 | Guangxi | Nanning | Dongchun | 岽春水电站 | 108.5695 | 23.4267 | 1.2 | 1.2 |  | 230.00 |  |  | 1991 | 4 |  |  | Canal |  |  |  |  | Shanglinhe
772 | Guangxi | Hechi | Dongfeng | 东风水电站 | 107.9883 | 23.7303 | 1.26 | 1.26 |  | 24 |  |  | 1982 | 4.05 |  |  | Reservoir-storage |  |  |  |  | Jiunianghe
773 | Guangxi | Nanning | Donggan | 东敢水库—水电站工程 | 108.4994 | 23.5585 | 1.2 | 1.2 |  | 17.70 |  |  | 1980 | 2 |  |  | Reservoir-storage |  |  |  |  | Qingshuihe
774 | Guangxi | Guilin | Dongjiangf | 东江电站 | 110.2269 | 25.7456 | 1 | 1 |  | 130 |  |  | 2003 | 2 |  |  | Canal |  |  |  |  | Gantangjiang
775 | Guangxi | Hechi | Dongkan | 洞坎电站-水电站工程 | 109.0583 | 25.125 | 1.28 | 1.28 |  | 40.00 |  |  | 1980 | 2.5 |  |  | Reservoir-storage |  |  |  |  | Longanhe
776 | Guangxi | Baise | Dongpai | 峒牌水电站 | 106.6126 | 23.0084 | 1.5 | 1.5 |  | 35.00 |  |  | 1999 | 4 |  |  | Canal |  |  |  |  | Xialeihe
777 | Guangxi | Baise | Dongping | 东坪水库-水电站工程 | 106.6185 | 23.9129 | 3.2 | 3.2 |  | 7.50 |  |  | 1974 | 14.8107 |  |  | Reservoir-storage |  |  |  |  | Chengbihe
778 | Guangxi | Guigang | Dongping baizhu | 东平水库白竹电站 | 110.5967 | 23.6453 | 2.6 | 2.6 |  | 40.00 |  |  | 1993 | 5.69 |  |  | Combined |  |  |  |  | Qinchuanhe
779 | Guangxi | Yulin | Dongshan | 东山水电站 | 110.2892 | 22.3073 | 2.1 | 2.1 |  | 184.00 |  |  | 1960 | 5.03 |  |  | Canal |  |  |  |  | Jiuzhoujiang
780 | Guangxi | Fangchenggang | Dongshanshuiwei | 东山水尾电站 | 107.9813 | 21.7611 | 0.8 | 0.8 |  | 60.00 |  |  |  | 0.0286 |  |  | Canal |  |  |  |  | Fangchenghe
781 | Guangxi | Qinzhou | Dongsheng | 东胜电站 | 108.9484 | 22.277 | 0.9 | 0.9 |  | 5.5 |  |  | 2004 | 1.7186 |  |  | Reservoir-storage |  |  |  |  | Qinjiang
782 | Guangxi | Guilin | Dongsheng | 东晟电站 | 110.2531 | 25.6575 | 1.26 | 1.26 |  | 145.00 |  |  | 2004 | 2.5 |  |  | Canal |  |  |  |  | Gantangjiang
783 | Guangxi | Liuzhou | Dongshui | 东水水电站 | 109.1003 | 25.2803 | 1.89 | 1.89 |  | 160 |  |  | 2009 | 6.87 |  |  | Combined |  |  |  |  | Beijiang
784 | Guangxi | Baise | Dongsun | 东笋水库-水电站工程 | 106.5042 | 23.9106 | 24 | 24 |  | 4.7 |  |  | 2006 | 54.73 |  |  | Reservoir-storage |  |  |  |  | Yujiang
785 | Guangxi | Guigang | Dongxin | 垌心水电站 | 110.1189 | 23.7128 | 1.2 | 1.2 |  | 50.00 |  |  | 2006 | 4 |  |  | Canal |  |  |  |  | Luoyishui
786 | Guangxi | Guilin | Dongxing | 东兴水电站 | 110.1561 | 25.5503 | 1.89 | 1.89 |  | 251.00 |  |  | 2008 | 4.3 |  |  | Canal |  |  |  |  | Gantangjiang
787 | Guangxi | Xilin | Douhuang | 驮娘江斗皇水电站 | 105.3404 | 24.3796 | 12.6 | 12.6 |  | 27.5 |  | 25 | 2005 | 49 | 0.44394 |  | Canal |  |  |  |  | Yujiang |  |  | Pearl
788 | Guangxi | Baise | Duoluo II | 多罗二级水电站 | 106.2039 | 23.3386 | 3.2 | 3.2 |  | 40.00 |  |  | 1980 | 14 |  |  | Canal |  |  |  |  | Longxuhe
789 | Guangxi | Baise | Duoluo III | 多罗三级水电站 | 106.6328 | 23.3458 | 5 | 5 |  | 57.70 |  |  | 1969 | 25 |  |  | Canal |  |  |  |  | Longxuhe
790 | Guangxi | Baise | Duoluo IV | 多罗四级水电站 | 106.7328 | 23.3386 | 2.4 | 2.4 |  | 30.00 |  |  | 1989 | 13 |  |  | Canal |  |  |  |  | Longxuhe
791 | Guangxi | Baise | Duoluo V | 多罗五级水电站 | 106.7942 | 23.3214 | 12 | 12 |  | 83.00 |  |  | 2007 | 52.6 |  |  | Canal |  |  |  |  | Longxuhe
792 | Guangxi | Guilin | Ercunba | 二付坝水电站 | 110.8794 | 26.1111 | 1.6 | 1.6 |  | 160.00 |  |  | 2000 | 5.12 |  |  | Canal |  |  |  |  | Shanchuanhe
793 | Guangxi | Baise | Erlang | 二郎水电站 | 106.4866 | 22.9882 | 4 | 4 |  | 105.00 |  |  | 1977 | 13.2335 |  |  | Canal |  |  |  |  | Heishuihe
794 | Guangxi | Guilin | Erlong | 二龙水电站 | 110.1402 | 25.7528 | 3.2 | 3.2 |  | 230.00 |  |  | 2003 | 8.3966 |  |  | Canal |  |  |  |  | Hepinghe
795 | Guangxi | Baise | Fangming II | 方明二级水电站 | 106.9347 | 23.4408 | 1.6 | 1.6 |  | 1.6 |  |  | 2004 | 6.7604 |  |  | Reservoir-storage |  |  |  |  | Longxuhe
796 | Guangxi | Longjin | Fanhong | 隆林县冷水河反虹电站 | 105.416 | 24.58 | 0.8 | 0.8 | 123 |  |  | -99 | 1984 | [6 empty] | 0.9 | [11 empty] | -99
797 | Guangxi | Nanning | Feisa | 飞洒水库—水电站工程 | 108.8124 | 22.6758 | 0.8 | 0.8 |  | 18.00 |  |  | 1980 | 2 |  |  | Combined |  |  |  |  | Maluanjiang
798 | Guangxi | Yulin | Fengdong | 丰垌水电站工程 | 110.4069 | 22.8539 | 1 | 1 |  | 98.00 |  |  | 1978 | 2.5 |  |  | Canal |  |  |  |  | Tieluhe
799 | Guangxi | Hezhou | Fenghuang | 凤凰水电站 | 111.9278 | 24.2987 | 2.4 | 2.4 |  | 88.00 |  |  | 1992 | 13.779 |  |  | Canal |  |  |  |  | Huluohe
800 | Guangxi | Fangchenggang | Fenghuang | 凤凰水电站 | 107.7836 | 22.0483 | 2.5 | 2.5 |  | 230.00 |  |  | 2001 | 12.16 |  |  | Canal |  |  |  |  | Bainonghe
801 | Guangxi | Guilin | Fengmuping | 枫木坪水电站 | 110.1024 | 25.8136 | 0.9 | 0.9 |  | 149.00 |  |  | 2005 | 3.7116 |  |  | Canal |  |  |  |  | Xunjiang
802 | Guangxi | Guilin | Fengping | 丰平水电站 | 110.6518 | 25.9429 | 1 | 1 |  | 125.00 |  |  | 2004 | 4 |  |  | Canal |  |  |  |  | Fuyishui
803 | Guangxi | Wuzhou | Fengtian | 丰田水电站 | 110.8494 | 22.8381 | 1.92 | 1.92 |  | 4.00 | [6 empty] | Reservoir-storage |  |  |  |  | Huanghuajiang
804 | Guangxi | Nanning | Fengtinghe | 凤亭水电站工程 | 108.2492 | 22.2894 | 2.5 | 2.5 |  | 20.00 |  |  | 2006 | 5.9 |  |  | Canal |  |  |  |  | Bachijiang
805 | Guangxi | Hezhou | Fengxi | 凤溪电站 | 111.2289 | 24.9194 | 2.82 | 2.82 |  | 43.80 |  |  | 1989 | 0.5314 |  |  | Canal |  |  |  |  | Hejiang
806 | Guangxi | Guilin | Fengyuan III | 丰源三级水电站 | 110.7651 | 26.2473 | 3.2 | 3.2 |  | 5.00 |  |  | 2010 | 14.71 |  |  | Canal |  |  |  |  | Fuyishui
807 | Guangxi | Baise | Fuda | 福达水库-水电站工程 | 105.8566 | 24.3279 | 3.75 | 3.75 |  | 11.00 |  |  | 1996 | 19.62 |  |  | Canal |  |  |  |  | Yujiang
808 | Guangxi | Guilin | Fujiang | 富江水电站 | 110.2369 | 25.8474 | 2.4 | 2.4 |  | 440 |  |  | 2008 | 3.5165 |  |  | Canal |  |  |  |  | Ailinghe
809 | Guangxi | Wuzhou | Fulin | 福利电站 | 110.6333 | 23.9213 | 3.75 | 3.75 |  | 9.40 |  |  | 1992 | 16.12 |  |  | Canal |  |  |  |  | Mengjiang
810 | Guangxi | Yulin | Fulong | 福龙电站 | 110.6508 | 22.881 | 3.75 | 3.75 |  | 4.50 |  |  |  | 18.926 |  |  | Reservoir-storage |  |  |  |  | Beiliuhe
811 | Guangxi | Baise | Fuluhe II | 福禄河二级水库-水电站工程 | 106.4994 | 23.7088 | 4.8 | 4.8 |  | 26.00 |  |  | 2003 | 17.3 |  |  | Canal |  |  |  |  | Fuluhe
812 | Guangxi | Baise | Fuluhe III | 福禄河三级水电站 | 106.5417 | 23.7279 | 12.8 | 12.8 |  | 96.31 |  |  | 1991 | 58 |  |  | Canal |  |  |  |  | Fuluhe
813 | Guangxi | Baise | Fuluhe IV | 福禄河四级电站 | 106.5795 | 23.7512 | 8 | 8 |  | 49.50 |  |  | 1996 | 38 |  |  | Canal |  |  |  |  | Fuluhe
814 | Guangxi | Baise | Fuluhe V | 福禄河五级水库-水电站工程 | 106.613 | 23.7922 | 12.9 | 12.9 |  | 40.00 |  |  | 2001 | 50.25 |  |  | Reservoir-storage |  |  |  |  | Fuluhe
815 | Guangxi | Longsheng | Furonghe | 芙蓉河水电站 | 110.1429 | 25.969 | 25 | 25 |  |  |  | 28.6 | 2004 | 116 | 0.52968 | [6 empty] | Ruronghe | [9 empty] | 9.05
816 | Guangxi | Rong'an | Fushi | 融安县浮石水电站 | 109.369 | 25.1276 | 54 | 54 |  |  |  | 30.3 | 2007 | 280 | 0.59192 |  | Run-of-river |  |  |  |  | Liujiang |  |  | Pearl | [6 empty] | -99
817 | Guangxi | Chongzuo | Fuxia | 浦下电站 | 107.3361 | 22.0313 | 2 | 2 |  | 56.00 |  |  | 1975 | 13.3 |  |  | Reservoir-storage |  |  |  |  | Lintiehe
818 | Guangxi | Guilin | Fuyuan III | 福源三级水电站 | 110.6531 | 25.9909 | 1.26 | 1.26 |  | 110.00 |  |  | 2008 | 5.04 |  |  | Canal |  |  |  |  | Fuyishui
819 | Guangxi | Guilin | Fuzikou |  | 110.48 | 25.68 | 15 | 15 |  |  |  | 76 | 2014 | 51.78 | 0.39406 |  |  | 323 | 10 | 10.24 |  | Liudong |  |  | Pearl |  |  | 9.72 | 325 |  |  | 165 |  | 165 |  | 17 | 51.1 | 247 |  | 0 | 0
820 | Guangxi | Guigang | Gandao | 甘道水库—水电站工程 | 109.3636 | 23.019 | 2 | 2 |  | 91.50 |  |  | 1978 | 5.1645 |  |  | Canal |  |  |  |  | Yunbiaohe
821 | Guangxi | Baise | Ganhe | 甘河水库-水电站工程 | 107.8143 | 23.693 | 5 | 5 |  | 24.00 |  |  | 2008 | 19.657 |  |  | Canal |  |  |  |  | Dahongjiang
822 | Guangxi | Guilin | Ganjiang | 淦江电站 | 110.4081 | 25.4647 | 1 | 1 |  | 62.00 |  |  | 1970 | 1.4 |  |  | Canal |  |  |  |  | Jinjiang
823 | Guangxi | Nandan | Ganlao | 龙江干捞水电站 | 107.884 | 25.035 | 25 | 25 |  |  |  | 48 | 2015 | [8 empty] | Trib. Longjianghe | [9 empty] | -99
824 | Guangxi | Baise | Gedashan | 各达山水电站 | 105.5595 | 23.2013 | 10.5 | 10.5 |  | 465.00 |  |  |  | 45.26 |  |  | Canal |  |  |  |  | Baitoushanhe
825 | Guangxi | Chongzuo | Gegai | 哥盖水电站 | 106.8459 | 22.8331 | 2 | 2 |  | 9.70 |  |  | 2001 | 7.57 |  |  | Reservoir-storage |  |  |  |  | Xialeihe
826 | Guangxi | Hechi | Gengou | 更偶水电站 | 107.2444 | 25.2685 | 6 | 6 |  | 196.61 |  |  | 2010 | 18.47 |  |  | Canal |  |  |  |  | Pojiehe
827 | Guangxi | Liuzhou | Gengqian | 更乾水电站 | 108.7203 | 25.287 | 2.52 | 2.52 |  | 55.90 |  |  | 2005 | 9.8 |  |  | Canal |  |  |  |  | Shapinghe
828 | Guangxi | Chongzuo | Geqiang | 格强水电站 | 107.0692 | 22.7028 | 7.2 | 7.2 |  | 11.20 |  |  | 2004 | 37.28 |  |  | Reservoir-storage |  |  |  |  | Heishuihe
829 | Guangxi | Laibin | Gonghe | 共和电站 | 110.3028 | 24.0529 | 5 | 5 |  | 180 |  |  | 2008 | 12.5 |  |  | Canal |  |  |  |  | Datongjiang
830 | Guangxi | Liuzhou | Gongnong | 工农水库 | 109.156 | 24.256 | 22.5 | 22.5 |  |  |  | 31.6 | 1963 | [8 empty] | Longxinghe
831 | Guangxi | Wuzhou | Gongtan | 公坛水电站 | 110.5303 | 24.0923 | 1 | 1 |  | 135 |  |  | 2007 | 4.31 |  |  | Canal |  |  |  |  | Wenyuhe
832 | Guangxi | Guilin | Gougualei | 勾挂垒水电站 | 110.8662 | 25.164 | 1.03 | 1.03 |  | 310.00 |  |  | 2007 | 2.5 |  |  | Canal |  |  |  |  | Limuhe
833 | Guangxi | Baise | Guabai | 挂白水电站 | 105.0697 | 24.7139 | 3.25 | 3.25 |  | 72.00 |  |  |  | 13.22 |  |  | Canal |  |  |  |  | Guabaihe
834 | Guangxi | Guigang | Guancheng | 官成水库坝后电站 | 110.3383 | 23.6625 | 1.34 | 1.34 |  | 17.50 |  |  | 1973 | 3 |  |  | Combined |  |  |  |  | Wujiang
835 | Guangxi | Yulin | Guangchong | 广冲水电站工程 | 110.3544 | 22.8592 | 1.05 | 1.05 |  | 168.00 |  |  | 1995 | 2.2 |  |  | Canal |  |  |  |  | Minlehe
836 | Guangxi | Yulin | Guangchong | 广冲电站工程 | 110.0403 | 22.1339 | 1.05 | 1.05 |  | 168.00 |  |  | 1997 | 2.75 |  |  | Canal |  |  |  |  | Minlehe
837 | Guangxi | Chongzuo | Guanghang | 广航水电站 | 106.8064 | 22.8676 | 0.75 | 0.75 |  | 5.50 |  |  | 2002 | 2.5 |  |  | Reservoir-storage |  |  |  |  | Heishuihe
838 | Guangxi | Wuzhou | Guanghua | 光华电站 | 110.8264 | 23.1617 | 1.325 | 1.325 |  | 3.50 |  |  | 1984 | 3.5 |  |  | Reservoir-storage |  |  |  |  | Huanghuajiang
839 | Guangxi | Guilin | Guangnan | 广南水电站 | 109.9053 | 26.0344 | 2.4 | 2.4 |  | 13.50 |  |  | 2010 | 13.151 |  |  | Canal |  |  |  |  | Pingdenghe
840 | Guangxi | Guilin | Guangnancheng | 广南城水电站 | 109.9033 | 26.0011 | 0.87 | 0.87 |  | 4.80 |  |  | 2005 | 2.0079 |  |  | Canal |  |  |  |  | Pingdenghe
841 | Guangxi | Hezhou | Guangxingchong | 光星冲电站 | 111.6626 | 24.62 | 1.26 | 1.26 |  | 147.30 |  |  | 2006 | 3.8997 |  |  | Canal |  |  |  |  | Maweihe
842 | Guangxi | Guilin | Guanshan | 冠山电站 | 110.8053 | 25.4825 | 2.1 | 2.1 |  | 93.00 |  |  | 1975 | 7.26 |  |  | Canal |  |  |  |  | Xiexinghe
843 | Guangxi | Hechi | Gubin | 古宾水电站 | 108.1819 | 25.056 | 1.125 | 1.125 |  | 22.00 |  |  | 1972 | 5.1 |  |  | Canal |  |  |  |  | Gubinhe
844 | Guangxi | Hechi | Gucheng | 古城电站-水电站工程 | 108.7664 | 24.9264 | 3.2 | 3.2 |  | 20.00 |  |  | 2006 | 5.5 |  |  | Reservoir-storage |  |  |  |  | Baotanhe
845 | Guangxi | Rongshui | Guding | 融水县古顶水电站 | 109.264 | 24.969 | 80 | 80 |  | 17 | 7.3 | -99 | 2006 | 331 | 0.47232 |  | Run-of-river |  |  |  |  | Liujiang |  |  | Pearl | [6 empty] | -99
846 | Guangxi | Guilin | Guichong | 桂冲电站 | 110.7809 | 24.4598 | 1.6 | 1.6 |  | 483.00 |  |  | 2002 | 1.35 |  |  | Canal |  |  |  |  | Rongjinhe
847 | Guangxi | Guilin | Guidongjiang | 桂东江电站 | 111.0226 | 25.4271 | 1 | 1 |  | 310.00 |  |  | 2004 | 2.7729 |  |  | Canal |  |  |  |  | Guanjiang
848 | Guangxi | Guigang | Guigang | 贵港航运枢纽电站 | 109.608 | 23.0919 | 120 | 120 | 13.3 |  | 2.5 | -99 | 1999 | 692 | 0.6583 |  |  |  |  | 1600 | [11 empty] | -99
849 | Guangxi | Longsheng | Guilin Dayun |  | 109.89 | 25.82 | 11 | 11 |  |  |  | -99 | [9 empty] | Xunjiang | [9 empty] | -99
850 | Guangxi | Guiping | Guiping | 桂平航运枢纽 | 110.097 | 23.385 | 46.5 | 46.5 | 11.7 | 7.5 |  | -99 | 1993 | 216 | [7 empty] | Yujiang | [9 empty] | -99
851 | Guangxi | Guiping | Guiping Expansion | 桂平航运枢纽扩容 | 110.097 | 23.385 | 71.5 | 25 | 11.7 | 7.5 |  | -99 | 2019 | [8 empty] | Yujiang | [9 empty] | -99
852 | Guangxi | Guilin | Guipingyan | 桂平岩电站 | 110.867 | 25.2504 | 0.945 | 0.945 |  | 7.60 |  |  | 2007 | 1.3 |  |  | Canal |  |  |  |  | Guanjiang
853 | Guangxi | Fuchuan | Guishi | 龟石水库 | 111.29 | 24.66 | 12 | 12 | 32 |  |  | 43 | 1966 |  |  |  |  | 1156 | 34 | 47.2 | WaterGAP | Fuchuanjiang |  |  | Pearl |  |  | 34.13 | 60 |  |  | 595 |  | 595 | 590 | 17.4 | 59.1 | 151 |  | 0 | 0
854 | Guangxi | Hezhou | Guiyuan | 桂源电站 | 111.1081 | 24.9656 | 3.2 | 3.2 |  | 500.00 |  |  | 2006 | 6.1515 |  |  | Canal |  |  |  |  | Xiushuihe
855 | Guangxi | Hezhou | Gulian | 古莲水电站 | 111.2187 | 24.1046 | 1.89 | 1.89 |  | 9.00 |  |  | 2008 | 7.0276 |  |  | Reservoir-storage |  |  |  |  | Fuqunshui
856 | Guangxi | Hezhou | Gulong | 古龙电站 | 111.2878 | 24.6442 | 1 | 1 |  | 4.20 |  |  | 1987 | 2.38 |  |  | Canal |  |  |  |  | Hejiang
857 | Guangxi | Hechi | Gulong | 古龙水电站 | 107.4086 | 23.9239 | 3.75 | 3.75 |  | 16.00 |  |  | 2010 | 16.33 |  |  | Reservoir-storage |  |  |  |  | Lingqihe
858 | Guangxi | Wuzhou | Gumei | 古湄电站 | 110.5789 | 24.1199 | 2.6 | 2.6 |  | 7.50 |  |  | 1977 | 10.9 |  |  | Reservoir-storage |  |  |  |  | Mengjiang
859 | Guangxi | Guilin | Gumudong | 古木洞水电站 | 111.0043 | 26.2077 | 1 | 1 |  | 215.00 |  |  | 2002 | 3.073 |  |  | Canal |  |  |  |  | Yixianghe
860 | Guangxi | Guigang | Guoantiangui | 国安田贵水库坝后电站 | 110.2425 | 23.7975 | 2.5 | 2.5 |  | 43.50 |  |  | 1988 | 6.5 |  |  | Combined |  |  |  |  | Siwanghe
861 | Guangxi | Baise | Guobi I | 果庇一级水电站 | 105.6393 | 23.2544 | 3.15 | 3.15 |  | 24.00 |  |  |  | 11.34 |  |  | Canal |  |  |  |  | Ganhe
862 | Guangxi | Baise | Guobi II | 果庇二级水电站 | 105.6459 | 23.2488 | 0.96 | 0.96 |  | 6.00 |  |  | 2009 | 4.8 |  |  | Reservoir-storage |  |  |  |  | Ganhe
863 | Guangxi | Baise | Guoliu | 果柳水电站 | 107.1663 | 23.3514 | 3.6 | 3.6 |  | 56.00 |  |  | 2003 | 11 |  |  | Canal |  |  |  |  | Gurongjiang
864 | Guangxi | Laibin | Guwa | 古瓦电站 | 109.1629 | 23.7838 | 1.6 | 1.6 |  | 6.00 |  |  | 2008 | 6.955 |  |  | Canal |  |  |  |  | Beizhijiang
865 | Guangxi | Nanning | Guxin | 古信电站 | 107.6233 | 23.0776 | 1.89 | 1.89 |  | 14.50 |  |  | 2009 | 3.79 |  |  | Reservoir-storage |  |  |  |  | Luoxingjiang
866 | Guangxi | Guilin | Guyouhe | 古油河水电站 | 110.4416 | 25.9555 | 1.26 | 1.26 |  | 274.00 |  |  | 2003 | 5 |  |  | Canal |  |  |  |  | Dawanhe
867 | Guangxi | Chongzuo | Haiqiu | 海丘水电站 | 107.2469 | 22.1075 | 5 | 5 |  | 7.00 |  |  | 2006 | 11.2 |  |  | Reservoir-storage |  |  |  |  | Mingjiang
868 | Guangxi | Lingyun | Haokun |  | 106.4958 | 24.9281 | 25 | 25 |  |  |  | -99 | 2011 | [18 empty] | -99
869 | Guangxi | Baise | Haokun | 浩坤水库—水电站工程 | 106.6311 | 24.1828 | 25.5 | 25.5 |  | 56.00 |  |  | 2008 | 95.52 |  |  | Reservoir-storage |  |  |  |  | Chengbihe
870 | Guangxi | Hezhou | Hecai | 和彩电站 | 111.9899 | 24.3491 | 1.26 | 1.26 |  | 170.00 |  |  | 2005 | 2.5 |  |  | Canal |  |  |  |  | Dongjianghe
871 | Guangxi | Liuzhou | Hecun | 河村水电站 | 109.7039 | 25.728 | 0.95 | 0.95 |  | 10 |  |  | 2008 | 1.2 |  |  | Reservoir-storage |  |  |  |  | Putaohe
872 | Guangxi | Guilin | Hedong | 河东电站 | 110.1724 | 24.8055 | 1.89 | 1.89 |  | 174.00 |  |  | 2009 | 2.6874 |  |  | Canal |  |  |  |  | Maojiang
873 | Guangxi | Guilin | Hekou | 河口电站 | 111.0318 | 25.3574 | 1.3 | 1.3 |  | 39.00 |  |  | 1980 | 7 |  |  | Canal |  |  |  |  | Niuwanhe
874 | Guangxi | Guilin | Hekou | 河口水电站 | 110.311 | 25.9684 | 1.5 | 1.5 |  | 13.50 |  |  | 2004 | 6 |  |  | Canal |  |  |  |  | Xunjiang
875 | Guangxi | Laibin | Hekou | 河口电站 | 110.0705 | 24.1411 | 2.85 | 2.85 |  | 90.00 |  |  | 1994 | 11 |  |  | Canal |  |  |  |  | Jinxiuhe
876 | Guangxi | Liuzhou | Heli | 和里水电站 | 109.49 | 25.74 | 1.2 | 1.2 |  | 91 |  |  | 2003 | 1.56 |  |  | Canal |  |  |  |  | Xunjiang
877 | Guangxi | Guilin | Heli | 合力电站 | 111.0333 | 25.5864 | 2.5 | 2.5 |  | 356.00 |  |  | 2002 | 9.5 |  |  | Canal |  |  |  |  | Guanjiang
878 | Guangxi | Hezhou | Hemianshi | 合面狮水电站 | 111.76 | 24.05 | 80 | 80 |  | 27.10 |  | 54.5 | 1974 | 268 | 0.38242 |  |  | 6310 | 10 | 171.14 |  | Hejiang |  |  | Pearl |  |  | 9.91 | 24 |  |  | 296 | 300 | 296 |  | 29.9 | 5.5 | 80 |  | 0 | 0
879 | Guangxi | Guilin | Hengjiang | 横江水电站 | 110.9817 | 26.2674 | 1 | 1 |  | 350.00 |  |  | 2004 | 4.2186 |  |  | Canal |  |  |  |  | Yixianghe
880 | Guangxi | Guilin | Hengxiyuan | 横溪源水电站 | 110.9861 | 26.2444 | 2.52 | 2.52 |  | 432.60 |  |  | 2002 | 10.43 |  |  | Canal |  |  |  |  | Yixianghe
881 | Guangxi | Guilin | Hengyuan | 恒源水电站 | 110.7348 | 26.1801 | 1.3 | 1.3 |  | 94.00 |  |  | 2003 | 5.2 |  |  | Canal |  |  |  |  | Xianshuikouhe
882 | Guangxi | Fangchenggang | Heping | 和平电站 | 107.619 | 21.6563 | 1.64 | 1.64 |  | 82.00 |  |  | 2005 | 4.2121 |  |  | Canal |  |  |  |  | Beilunhe
883 | Guangxi | Guilin | Heping | 和平水电站 | 110.0683 | 25.7287 | 2 | 2 |  | 25.00 |  |  | 2004 | 8.3586 |  |  | Canal |  |  |  |  | Hepinghe
884 | Guangxi | Liuzhou | Heping | 和平水电站 | 108.6786 | 25.3709 | 2.52 | 2.52 |  | 205.00 |  |  | 2005 | 9.31 |  |  | Canal |  |  |  |  | Pingzhenghe
885 | Guangxi | Wuzhou | Heping | 和平电站 | 110.6423 | 23.5719 | 6.75 | 6.75 |  | 7.00 |  |  | 1975 | 14 |  |  | Reservoir-storage |  |  |  |  | Mengjiang
886 | Guangxi | Laibin | Heping | 和平电站 | 110.0527 | 24.1504 | 11.1 | 11.1 |  | 273.00 |  |  | 1977 | 30 |  |  | Canal |  |  |  |  | Jinxiuhe
887 | Guangxi | Hechi | Hezuo | 合作水电站 | 108.2566 | 24.9596 | 3.2 | 3.2 |  | 6.80 |  |  | 2006 | 2.8 |  |  | Reservoir-storage |  |  |  |  | Dahuanjiang
888 | Guangxi | Baise | Hongan | 洪安水电站 | 105.4502 | 24.7596 | 2 | 2 |  | 120.00 |  |  | 2010 | 6 |  |  | Canal |  |  |  |  | Maxionghe
889 | Guangxi | Hepu | Hongchaojiang | 洪潮江水库 | 109.15 | 21.8 | 0.11 | 0.11 |  |  |  | 34 | 1964 |  |  |  |  | 425 | 25 | 13.81 | WaterGAP | Hongchaojiang | [5 empty] | 25.15 |  |  |  | 1000 |  | 1000 |  | 39.8 | 229.6 | 19 |  | 0 | 0
890 | Guangxi | Liuzhou | Honghua | 红花水电站 | 109.53 | 24.23 | 228 | 228 | 17 | 13.4 | 10.42 | 60 | 2005 | 880 | 0.4406 |  |  | 46415 | 40 | 1172.18 |  | Liujiang |  |  | Pearl |  |  | 40.12 |  |  |  | 570 |  | 570 |  | 14.2 | 1.5 | 61 |  | 0 | 0
891 | Guangxi | Longsheng | Hongshuihe | 龙胜县洪水河水电站 | 109.88 | 25.915 | 5.09 | 5.09 | 536.18 |  |  | -99 | 2003 | 15 | 0.33641 | [6 empty] | Trib. Weijianghe | [9 empty] | -99
892 | Guangxi | Guilin | Hongshuihe II | 洪水河二级电站 | 109.9413 | 25.9292 | 3.2 | 3.2 |  | 98.00 |  |  |  | 8.9192 |  |  | Canal |  |  |  |  | Weijianghe
893 | Guangxi | Guilin | Hongyuan | 宏源水电站 | 110.6285 | 26.1944 | 1.5 | 1.5 |  | 27.00 |  |  | 2007 | 6 |  |  | Canal |  |  |  |  | Gualihe
894 | Guangxi | Guilin | Hongzhouna | 洪洲坝水电站 | 110.653 | 26.2405 | 1.5 | 1.5 |  | 115.00 |  |  | 2006 | 6 |  |  | Canal |  |  |  |  | Zijiang
895 | Guangxi | Liuzhou | Houjiang | 后江水电站 | 109.2541 | 25.4615 | 3.2 | 3.2 |  | 483.04 |  |  | 2005 | 9.109 |  |  | Canal |  |  |  |  | Baiyunhe
896 | Guangxi | Liuzhou | Huanghoutan | 皇后滩水电站 | 109.3604 | 24.6433 | 1 | 1 |  | 20.00 |  |  | 2004 | 2.5 |  |  | Canal |  |  |  |  | Shapuhe
897 | Guangxi | Yulin | Huangjinzhou | 黄金洲水电站 | 110.6721 | 23.0532 | 6.4 | 6.4 |  | 6.50 |  |  | 2006 | 25.636 |  |  | Reservoir-storage |  |  |  |  | Beiliuhe
898 | Guangxi | Guilin | Hubao | 平乐县虎豹电站 | 110.6489 | 24.6664 | 4.4 | 4.4 |  | 4.50 |  |  | 1999 | 10.14 |  |  | Canal |  |  |  |  | Chajiang
899 | Guangxi | Baise | Huibu I | 惠布一级水电站 | 105.9242 | 23.4694 | 15 | 15 |  | 243.00 |  |  | 2010 | 56.73 |  |  | Canal |  |  |  |  | Zhelihe
900 | Guangxi | Guilin | Huilin | 汇林水电站 | 110.0039 | 25.9122 | 2.4 | 2.4 |  | 82.00 |  |  |  | 5.3088 |  |  | Canal |  |  |  |  | Weijianghe
901 | Guangxi | Guilin | Huilong | 会龙水电站 | 110.9828 | 26.2767 | 4 | 4 |  | 318.00 |  |  | 2003 | 17.8541 |  |  | Canal |  |  |  |  | Yixianghe
902 | Guangxi | Guilin | Huilongqiao | 回龙桥水电站 | 110.7011 | 26.2375 | 0.95 | 0.95 |  | 49.00 |  |  | 2005 | 3.8 |  |  | Canal |  |  |  |  | Zijiang
903 | Guangxi | Yulin | Huixin | 圭江水利枢纽-汇鑫水电站工程 | 110.3931 | 22.7311 | 1.64 | 1.64 |  | 5.5 |  |  | 1996 | 5 |  |  | Reservoir-storage |  |  |  |  | Beiliuhe
904 | Guangxi | Guilin | Huiyuan | 汇源电站 | 111.1994 | 25.4271 | 2.5 | 2.5 |  | 310.00 |  |  | 2006 | 15.1623 |  |  | Canal |  |  |  |  | Guanjiang
905 | Guangxi | Guilin | Huyuan | 湖（川）源水电站 | 110.8972 | 26.0228 | 2 | 2 |  | 40.00 |  |  | 1996 | 11.52 |  |  | Canal |  |  |  |  | Gedongyuan
906 | Guangxi | Liuzhou | Jiabei | 甲贝水电站 | 108.8738 | 25.3615 | 1.89 | 1.89 |  | 79.06 |  |  | 2006 | 8.69 |  |  | Canal |  |  |  |  | Yangdonghe
907 | Guangxi | Guilin | Jiahe | 甲河水电站 | 109.9475 | 26.0248 | 1.89 | 1.89 |  | 290.00 |  |  | 2003 | 6.8891 |  |  | Canal |  |  |  |  | Pingdenghe
908 | Guangxi | Guilin | Jiahe I | 甲河一级水电站 | 109.9614 | 26.0229 | 1.2 | 1.2 |  | 180.00 |  |  | 2006 | 5.4556 |  |  | Canal |  |  |  |  | Pingdenghe
909 | Guangxi | Hezhou | Jiahua | 佳华电站 | 111.0983 | 24.3358 | 1.6 | 1.6 |  | 4.00 |  |  | 2008 | 4.75 |  |  | Canal |  |  |  |  | Siqinjiang
910 | Guangxi | Liuzhou | Jialian | 甲连水电站 | 108.8955 | 25.3591 | 5 | 5 |  | 170.00 |  |  | 2008 | 14.68 |  |  | Canal |  |  |  |  | Yangdonghe
911 | Guangxi | Hezhou | Jianeng | 佳能电站 | 111.1 | 24.3456 | 1.26 | 1.26 |  | 10.50 |  |  | 2008 | 4.45 |  |  | Canal |  |  |  |  | Siqinjiang
912 | Guangxi | Yulin | Jiangjuntan | 将军滩电站 | 110.7331 | 22.6593 | 1.89 | 1.89 |  | 10 |  |  | 2004 | 7.56 |  |  | Reservoir-storage |  |  |  |  | Yangmeihe
913 | Guangxi | Guilin | Jiangkou | 江口水电站 | 110.568 | 26.0158 | 1 | 1 |  | 55.00 |  |  | 2005 | 4 |  |  | Canal |  |  |  |  | Shixihe
914 | Guangxi | Guilin | Jiangkou | 江口水电站 | 110.9486 | 26.1134 | 1.26 | 1.26 |  | 498.00 |  |  | 2003 | 4.05 |  |  | Canal |  |  |  |  | Wanxianghe
915 | Guangxi | Fangchenggang | Jiangkou | 江口电站 | 108.0553 | 21.8286 | 3.75 | 3.75 |  | 74.00 |  |  | 1985 | 2.3765 |  |  | Canal |  |  |  |  | Fangchenghe
916 | Guangxi | Liuzhou | Jiangkou | 江口电站 | 109.585 | 24.3136 | 11.5 | 11.5 |  | 6.48 |  |  | 1991 | 55 |  |  | Canal |  |  |  |  | Luoqingjiang
917 | Guangxi | Liuzhou | Jiangmen | 江门水电站 | 109.299 | 25.1093 | 11.4 | 11.4 |  | 10.50 |  |  | 2009 | 40.68 |  |  | Reservoir-storage |  |  |  |  | Beijiang
918 | Guangxi | Hechi | Jiangse | 江色水电站 | 108.2472 | 25.13 | 2.4 | 2.4 |  | 19.00 |  |  | 2008 | 6 |  |  | Reservoir-storage |  |  |  |  | Dahuanjiang
919 | Guangxi | Guilin | Jiangtou | 江头电站 | 110.4625 | 25.8306 | 1.89 | 1.89 |  | 215.00 |  |  | 2009 | 5.88 |  |  | Canal |  |  |  |  | Liudonghe
920 | Guangxi | Guilin | Jiangyuan | 江源水电站 | 110.359 | 25.814 | 1.26 | 1.26 |  | 175.00 |  |  | 2005 | 4.788 |  |  | Canal |  |  |  |  | Xiaorongjiang
921 | Guangxi | Guilin | Jianping | 建平水电站 | 110.628 | 26.2421 | 3.15 | 3.15 |  | 306.00 |  |  | 2005 | 12 |  |  | Canal |  |  |  |  | Zijiang
922 | Guangxi | Guilin | Jiantouyuan | 枧头源水电站 | 110.791 | 26.2142 | 1.5 | 1.5 |  | 141.00 |  |  | 2005 | 5.5 |  |  | Canal |  |  |  |  | Fuyishui
923 | Guangxi | Wuzhou | Jiaokou | 交口电站 | 110.8709 | 23.274 | 11 | 11 |  | 7.50 |  |  | 1986 | 58 |  |  | Reservoir-storage |  |  |  |  | Beiliuhe
924 | Guangxi | Baise | Jiaxi | 加西水电站 | 106.6737 | 24.2726 | 1.12 | 1.12 |  | 5.60 |  |  | 2007 | 3.69 |  |  | Canal |  |  |  |  | Chengbihe
925 | Guangxi | Hechi | Jiepai | 界排电站-水电站工程 | 108.7694 | 24.93 | 2 | 2 |  | 20.00 |  |  | 2006 | 5 |  |  | Reservoir-storage |  |  |  |  | Baotanhe
926 | Guangxi | Guilin | Jieqian | 界前水电站 | 110.1106 | 25.7064 | 1.2 | 1.2 |  | 175.00 |  |  | 2004 | 3.2202 |  |  | Canal |  |  |  |  | Hepinghe
927 | Guangxi | Liuzhou | Jifu | 吉甫水电站 | 109.2154 | 25.4166 | 1.89 | 1.89 |  | 517.20 |  |  | 2007 | 5.71 |  |  | Canal |  |  |  |  | Siweihe
928 | Guangxi | Liuzhou | Jiman | 吉曼水电站 | 109.2333 | 25.4105 | 1.3 | 1.3 |  | 193.43 |  |  | 2007 | 4.2 |  |  | Canal |  |  |  |  | Siweihe
929 | Guangxi | Rongshui | Jindong | 京东电站 | 108.76 | 25.58 | 10 | 10 |  |  |  | -99 | [19 empty] | -99
930 | Guangxi | Wuzhou | Jingnan | 京南水利枢纽－水电站工程 | 111.0336 | 23.7169 | 69 | 69 |  | 11.00 |  |  | 1998 | 288.13 |  |  | Reservoir-storage |  |  |  |  | Guijiang
931 | Guangxi | Tengxian | Jinji |  | 110.83 | 23.22 | 25 | 25 |  |  |  | 37 | 2007 | [8 empty] | Beiliuhe | [9 empty] | -99
932 | Guangxi | Longan | Jinjitan | 隆安县金鸡滩水电站 | 107.66 | 23.226 | 72 | 72 | 14.5 | 11 | 3.5 | 42.7 | 2007 | 303 | 0.4804 | [6 empty] | Youjiang | [9 empty] | -99
933 | Guangxi | Zhaoping | Jinniuping | 金牛坪水电站 | 111.016 | 23.907 | 60 | 60 |  |  |  | 75 | 2007 | 229 | 0.43569 | [6 empty] | Guijiang | [9 empty] | -99
934 | Guangxi | Guigang | Jintian | 金田水电站 | 110.06 | 23.6133 | 5.8 | 5.8 |  | 35.00 |  |  | 1976 | 18 |  |  | Reservoir-storage |  |  |  |  | Zijinghe
935 | Guangxi | Jinxiu | Jinxiu County Fengmuao | 金秀县枫木坳水电站 | 110.06 | 23.88 | 7.5 | 7.5 |  |  |  | 29 | 2011 | 24.7 | 0.37595 |  |  |  |  | 13.8 |  | Dishuihe | [9 empty] | -99
936 | Guangxi | Liuzhou | Jiucun | 旧村水电站 | 108.7143 | 25.3577 | 1.26 | 1.26 |  | 1.26 |  |  | 2005 | 4.37 |  |  | Canal |  |  |  |  | Pingzhenghe
937 | Guangxi | Liuzhou | Jiujiang | 九江水电站 | 109.67 | 25.68 | 1.26 | 1.26 |  | 18 |  |  | 2003 | 1.7 |  |  | Reservoir-storage |  |  |  |  | Sijiahe
938 | Guangxi | Guilin | Jiujiang | 九江水电站 | 110.8306 | 25.0075 | 1.26 | 1.26 |  | 335.00 |  |  | 2005 | 3.16 |  |  | Canal |  |  |  |  | Shanchuanhe
939 | Guangxi | Hechi | Jiujiang | 九江电站-水电站工程 | 108.5644 | 24.8892 | 1.26 | 1.26 |  | 20.00 |  |  | 2006 | 2 |  |  | Reservoir-storage |  |  |  |  | Huaiqunhe
940 | Guangxi | Hechi | Jiuling | 九伶水电站 | 108.3061 | 24.2493 | 3.75 | 3.75 |  | 13.5 |  |  |  | 0 |  |  | Reservoir-storage |  |  |  |  | Diaojiang
941 | Guangxi | Baise | Jiumeida | 旧梅达水电站 | 105.401 | 24.6839 | 1.5 | 1.5 |  | 51.80 |  |  | 1974 | 2.09 |  |  | Canal |  |  |  |  | Xinzhouhe-Lengshuihe
942 | Guangxi | Guilin | Jiuniutang | 九牛塘水电站 | 110.9234 | 26.2085 | 1.89 | 1.89 |  | 269.50 |  |  | 2002 | 9.568 |  |  | Canal |  |  |  |  | Gedongyuan
943 | Guangxi | Guilin | Jiutan | 九滩电站 | 109.7953 | 25.447 | 8.3 | 8.3 |  | 175.00 |  |  | 2005 | 18.01 |  |  | Canal |  |  |  |  | Xihe
944 | Guangxi | Hechi | Jiuxu | 九圩水电站 | 107.4567 | 24.32 | 1.89 | 1.89 |  | 63 |  |  | 1997 | 6 |  |  | Canal |  |  |  |  | Jiuyuhe
945 | Guangxi | Liuzhou | Jiuyang | 九洋水电站 | 108.6785 | 25.2902 | 1.89 | 1.89 |  | 292.47 |  |  | 2011 | 7.6984 |  |  | Canal |  |  |  |  | Shapinghe
946 | Guangxi | Guilin | Jiuyuan | 九源水电站 | 110.8256 | 26.0808 | 1.89 | 1.89 |  | 328.00 |  |  | 2001 | 8.316 |  |  | Canal |  |  |  |  | Shanchuanhe
947 | Guangxi | Guilin | Juanyuan | 卷源江电站 | 110.8528 | 25.4733 | 1.26 | 1.26 |  | 290.00 |  |  | 2004 | 3.97 |  |  | Canal |  |  |  |  | Xiexinghe
948 | Guangxi | Guilin | Junbitang | 俊必塘水电站 | 110.8069 | 26.0483 | 1.89 | 1.89 |  | 450.00 |  |  | 2004 | 4.124 |  |  | Canal |  |  |  |  | Shanchuanhe
949 | Guangxi | Hezhou | Jundong | 均洞水库-电站工程 | 111.9418 | 24.7422 | 1.89 | 1.89 |  | 81.45 |  |  | 2006 | 3 |  |  | Combined |  |  |  |  | Lianhuahe
950 | Guangxi | Longjin | Kada | 隆林县卡达水库坝后电站 | 105.416 | 24.58 | 1.8 | 1.8 |  | 42 |  | 38.5 | 1981 | 8.76 | [5 empty] | 5.8 | [11 empty] | -99
951 | Guangxi | Xilin | Kelin | 驮娘江克林水电站 | 105.357 | 24.313 | 21 | 21 |  | 156.50 |  | 58 | 2006 | 85.029 |  |  | Canal |  |  |  |  | Tuoniangjiang |  |  | Pearl
952 | Guangxi | Liuzhou | Lachuan | 拉川水电站 | 108.8844 | 25.2592 | 6.6 | 6.6 |  | 20.00 |  |  | 2009 | 26.19 |  |  | Combined |  |  |  |  | Beijiang
953 | Guangxi | Baise | Lada | 拉达水电站 | 106.6273 | 23.9285 | 2.2 | 2.2 |  | 4.70 |  |  | 1987 | 9.5 |  |  | Reservoir-storage |  |  |  |  | Chengbihe
954 | Guangxi | Hechi | Laer | 拉而发电站 | 107.3478 | 24.4978 | 1.05 | 1.05 |  | 25.00 |  |  | 2009 | 0.9 |  |  | Canal |  |  |  |  | Donglanhe
955 | Guangxi | Laibin | Laibing Co. | 广西来宾冷却水发电有限责任公司水电站 | 109.1564 | 23.7039 | 6.1 | 6.1 |  | 25.00 |  |  | 1999 | 21 |  |  | Canal |  |  |  |  | Xijiang
956 | Guangxi | Hechi | Lajin | 达近水电站 | 108.5029 | 25.2148 | 2.4 | 2.4 |  | 290.00 |  |  | 2007 | 14.4 |  |  | Canal |  |  |  |  | Minglunhe
957 | Guangxi | Hechi | Lajun | 拉君水电站 | 108.5987 | 25.2201 | 1.26 | 1.26 |  | 80.00 | [6 empty] | Canal |  |  |  |  | Biaoshanhe
958 | Guangxi | Yizhou | Lalang | 拉浪水电站 | 108.295 | 24.559 | 51 | 51 | 34 | 28.50 |  | 38 | 1974 | 157 | 0.35142 |  | Run-of-river |  |  | 243 |  | Longjianghe | [9 empty] | -99
959 | Guangxi | Yizhou | Lalang Expansion | 拉浪水电站扩容 | 108.295 | 24.559 | 70 | 19 | 34 | 28.51 |  | 38 | 2005 | 210 | 0.34247 |  | Run-of-river |  |  | 243 |  | Longjianghe | [9 empty] | -99
960 | Guangxi | Gongcheng | Landong | 恭城县蓝（兰）洞水电站 | 110.98 | 24.695 | 9.6 | 9.6 | 431 | 415 |  | 42.9 | 1971 | 35 |  |  | Combined |  |  |  |  | Lianhuahe | [9 empty] | -99
961 | Guangxi | Yulin | Langshui | 浪水电站 | 110.7017 | 23.0071 | 6.4 | 6.4 |  | 9.40 |  |  | 1986 | 34 |  |  | Reservoir-storage |  |  |  |  | Beiliuhe
962 | Guangxi | Jiangnan | Laokou | 郁江老口梯级电站 | 108.1218 | 22.826 | 150 | 150 |  | 9 |  | 42 | 2016 | 639 | 0.4863 |  | Run-of-river |  |  |  |  | Yujiang | [9 empty] | 2587
963 | Guangxi | Hezhou | Laoxi | 涝溪电站 | 111.2331 | 24.8031 | 1.95 | 1.95 |  | 110.14 |  |  | 1981 | 3.6625 |  |  | Canal |  |  |  |  | Laoxi
964 | Guangxi | Hechi | Latan | 拉潭电站 | 107.3512 | 24.8179 | 1.95 | 1.95 |  | 118.00 |  |  | 1995 | 6.77 |  |  | Canal |  |  |  |  | Dongyahe
965 | Guangxi | Hechi | Laxi | 拉希电站 | 107.4569 | 25.1295 | 1.6 | 1.6 |  | 90.00 |  |  | 1972 | 4.259 |  |  | Canal |  |  |  |  | Daniuhe
966 | Guangxi | Guilin | Laxiu | 拉秀水电站 | 109.9416 | 25.7262 | 7.2 | 7.2 |  | 134.00 |  |  | 2011 | 29.8751 |  |  | Canal |  |  |  |  | Pingzhaihe
967 | Guangxi | Hechi | Layou | 拉友水电站 | 107.8753 | 24.9192 | 1.5 | 1.5 |  | 28.00 |  |  | 1989 | 5 |  |  | Canal |  |  |  |  | Longjiang
968 | Guangxi | Guilin | Lehuang | 勒黄水电站 | 109.9706 | 25.8067 | 6.4 | 6.4 |  | 10.50 |  |  | 1989 | 25.49 |  |  | Reservoir-storage |  |  |  |  | Xunjiang
969 | Guangxi | Guilin | Lejiang | 乐江电站 | 109.882 | 25.9139 | 3.9 | 3.9 |  | 12.50 |  |  | 2010 | 14.0895 |  |  | Canal |  |  |  |  | Pingdenghe
970 | Guangxi | Longjin | Lengshui | 隆林县冷水河冷水电站 | 105.416 | 24.58 | 4.8 | 4.8 | 146 |  |  | -99 | 1974 | [6 empty] | 5.7 | [11 empty] | -99
971 | Guangxi | Guilin | Lengshuichong | 冷水源水电站 | 111.0586 | 25.2238 | 1.25 | 1.25 |  | 485.00 |  |  | 1999 | 3.79 |  |  | Canal |  |  |  |  | Limuhe
972 | Guangxi | Xincheng | Letan (also Etan) Stage 1 | 乐滩水电站（又名恶滩）一期 | 108.61 | 23.97 | 600 | 150 | 31.5 | 19.5 | 8.7 | 63 | 1981 | 3495 | 0.66495 | Operation partially | Run-of-river | 114298 | 15 | 2119.88 |  | Hongshuihe |  |  | Pearl |  |  | 15.4 |  |  |  | 950 |  | 950 |  | 61.7 | 1.4 | 113 |  | 0 | 0
973 | Guangxi | Xincheng | Letan (also Etan) Stage 2 | 乐滩水电站（又名恶滩）二期 | 108.61 | 23.97 | 600 | 450 | 31.5 | 19.5 | 8.7 | 63 | 2005 | 3495 | 0.66495 |  | Run-of-river | 114298 | 15 | 2180 |  | Hongshuihe |  |  | Pearl |  |  | 15.4 |  |  |  | 950 |  | 950 |  | 61.7 | 1.4 | 113 |  | 0 | 0
974 | Guangxi | Guilin | Liangchajiang | 两叉江电站 | 111.034 | 25.5375 | 2.5 | 2.5 |  | 320 |  |  | 2002 | 10 |  |  | Canal |  |  |  |  | Dayuanjiang
975 | Guangxi | Hezhou | Liangchong | 凉冲水库-电站工程 | 111.8302 | 24.4497 | 1.76 | 1.76 |  | 19.70 |  |  | 2007 | 2.5 |  |  | Reservoir-storage |  |  |  |  | Dongjianghe
976 | Guangxi | Guilin | Lianghekou | 两河口水电站 | 110.4047 | 26.016 | 1.5 | 1.5 |  | 60 |  |  | 2003 | 6.3 |  |  | Canal |  |  |  |  | Muchangshui
977 | Guangxi | Beihai | Lianzhou | 廉州电站 | 109.1748 | 21.6731 | 0.65 | 0.65 |  | 2.50 |  |  | 1989 | 0.46 |  |  | Canal |  |  |  |  | Nanliujiang
978 | Guangxi | Laibin | Lichong | 立冲电站 | 110.1731 | 23.9743 | 1.26 | 1.26 |  | 48.00 |  |  | 2008 | 0.6 |  |  | Canal |  |  |  |  | Yunjiang
979 | Guangxi | Guilin | Liguan | 李官电站 | 111.0749 | 25.3736 | 3.2 | 3.2 |  | 9.00 |  |  | 2011 | 0.21 |  |  | Canal |  |  |  |  | Guanjiang
980 | Guangxi | Guilin | Lijiang I | 李江一级水电站 | 110.2841 | 25.8901 | 2.4 | 2.4 |  | 96.00 |  |  | 2004 | 11.5755 |  |  | Canal |  |  |  |  | Xunjiang
981 | Guangxi | Guilin | Lijiang II | 李江二级水电站 | 110.2827 | 25.8849 | 3.2 | 3.2 |  | 100.00 |  |  | 2004 | 13.8048 |  |  | Canal |  |  |  |  | Xunjiang
982 | Guangxi | Guilin | Lijiaqiao | 李家桥电站 | 110.9646 | 25.3894 | 1 | 1 |  | 72.00 |  |  | 2005 | 5 |  |  | Canal |  |  |  |  | Niuwanhe
983 | Guangxi | Liuzhou | Lijintan | 厘金滩水电站 | 109.62 | 25.79 | 14.4 | 14.4 |  | 8.4 |  |  | 1990 | 48.59 |  |  | Reservoir-storage |  |  |  |  | Xunjiang
984 | Guangxi | Qinzhou | Lingdong | 灵东水库-水电站工程 | 109.3947 | 22.4573 | 1.28 | 1.28 |  | 12.00 |  |  |  | 1.35 |  |  | Reservoir-storage |  |  |  |  | Qinjiang
985 | Guangxi | Baise | Linhe | 林河水库-水电站工程 | 106.6871 | 24.0497 | 7.65 | 7.65 |  | 21.00 |  |  | 2004 | 23.58 |  |  | Canal |  |  |  |  | Chengbihe
986 | Guangxi | Hexian | Linjiang | 贺县临江电站 | 111.66 | 24.334 | 11.8 | 11.8 | 34.5 |  |  | 15.5 | 1974 | 50 | 0.48371 |  |  |  |  | 72.6 |  | Hejiang | [9 empty] | -99
987 | Guangxi | Hezhou | Linjiang I | 临江一级水电站 | 110.8226 | 24.2783 | 11 | 11 |  | 156.00 |  |  | 2010 | 61.425 |  |  | Canal |  |  |  |  | Linjiang
988 | Guangxi | Hezhou | Linjiang II | 临江二级水电站 | 110.8056 | 24.252 | 3.75 | 3.75 |  | 43.00 |  |  | 2005 | 14.54 |  |  | Canal |  |  |  |  | Linjiang
989 | Guangxi | Yulin | liubao | 六堡电站 | 110.6917 | 22.6869 | 1.89 | 1.89 |  | 7.5 |  |  | 2008 | 6.75 |  |  | Reservoir-storage |  |  |  |  | Yangmeihe
990 | Guangxi | Beiliu | Liuchen | 六陈水库坝后电站 | 110.3538 | 22.8835 | 4.8 | 4.8 |  | 25 |  | 41 | 1961 | 7.24 |  |  | Combined | 453 | 10 | 12.63 |  | Baisha |  |  | Pearl |  |  | 10.14 | 22.1 |  |  | 332.7 |  | 332.7 | 330 | 32.8 | 83.5 | 88 |  | 0 | 0
991 | Guangxi | Guilin | Liufeng | 流丰电站 | 110.1184 | 25.5754 | 2.23 | 2.23 |  | 185.10 |  |  |  | 11.8175 |  |  | Canal |  |  |  |  | Qidonghe
992 | Guangxi | Hezhou | Liufu | 六浮电站 | 111.6416 | 24.569 | 1 | 1 |  | 170.00 |  |  | 2004 | 4.4954 |  |  | Canal |  |  |  |  | Maweihe
993 | Guangxi | Jinchengjiang | Liujia | 河池市六甲水电站 | 107.88 | 24.75 | 25 | 25 |  | 20.00 |  |  | 1968 | 60.82 | 0.27772 |  |  |  |  | 77.2 |  | Longjianghe | [9 empty] | -99
994 | Guangxi | Guilin | Liujiadong | 刘家洞水库-水电站工程 | 110.6995 | 25.0266 | 8 | 8 |  | 47.3 |  |  | 2011 | 21.6 |  |  | Combined |  |  |  |  | Xilinghe
995 | Guangxi | Guilin | Liujiangyuan | 流江源电站 | 110.7788 | 25.5879 | 2.52 | 2.52 |  | 145.00 |  |  | 2004 | 7.06 |  |  | Canal |  |  |  |  | Mochuanhe
996 | Guangxi | Hezhou | Liujiao | 六角电站 | 111.101 | 24.5948 | 0.96 | 0.96 |  | 56.00 |  |  | 1981 | 2.052 |  |  | Canal |  |  |  |  | Huashanhe
997 | Guangxi | Nanning | Liulan | 六蓝水库—水电站工程 | 109.2682 | 22.9343 | 1.28 | 1.28 |  | 40.00 |  |  | 1974 | 3.189 |  |  | Combined |  |  |  |  | Zhenlongjiang
998 | Guangxi | Guilin | Liupu | 柳铺水电站 | 111.2619 | 26.2267 | 15 | 15 |  | 5.40 |  |  | 2011 | 73.19 |  |  | Canal |  |  |  |  | Xiangjiangxiyuan
999 | Guangxi | Quanzhou | Liupu |  | 111.26 | 26.23 | 15 | 15 |  |  |  | -99 | [9 empty] | Xiangjiang | [9 empty] | -99
1000 | Guangxi | Guilin | Liushanli | 柳山里水电站 | 110.9617 | 26.2732 | 1 | 1 |  | 210.00 |  |  | 2002 | 4.1286 |  |  | Canal |  |  |  |  | Yixianghe
1001 | Guangxi | Wuzhou | Liutian | 六田水电站 | 110.9406 | 22.98 | 1.2 | 1.2 |  | 5.00 |  |  | 1979 | 3.1 |  |  | Combined |  |  |  |  | Yichanghe
1002 | Guangxi | Hezhou | Liuyang | 柳扬水库-电站工程 | 111.9091 | 24.5738 | 15 | 15 |  | 15.50 |  |  | 2004 | 38 |  |  | Reservoir-storage |  |  |  |  | Daninghe
1003 | Guangxi | Baise | Lixin | 立新水电站 | 106.5309 | 24.3968 | 1 | 1 |  | 210.00 |  |  | 2006 | 3.1 |  |  | Canal |  |  |  |  | Chengbihe
1004 | Guangxi | Guilin | Lixin | 立新水电站 | 109.8257 | 25.6279 | 3.2 | 3.2 |  | 22.00 |  |  | 2009 | 13.0752 |  |  | Canal |  |  |  |  | Sanmenhe
1005 | Guangxi | Guilin | Liyuan | 利源水电站 | 110.5615 | 26.007 | 1.58 | 1.58 |  | 175 |  |  | 2007 | 6 |  |  | Canal |  |  |  |  | Shixihe
1006 | Guangxi | Yongfu | Liyutan | 永福县鲤鱼滩电站 | 109.989 | 24.922 | 12.6 | 12.6 | 9 |  | 3 | -99 | 2006 | [6 empty] | 224 |  | Luoqingjiang | [9 empty] | -99
1007 | Guangxi | Guilin | Longhe | 平乐县龙河电站 | 110.655 | 24.4437 | 1.89 | 1.89 |  | 52.00 |  |  | 2006 | 2.15 |  |  | Canal |  |  |  |  | Guijiang
1008 | Guangxi | Hechi | Longhuangqiao | 龙皇桥电站 | 108.7415 | 24.4845 | 1.26 | 1.26 |  | 35.00 |  |  | 1988 | 2.14 |  |  | Canal |  |  |  |  | Luoshouhe
1009 | Guangxi | Longsheng | Longsheng | 广西龙胜水电站 | 110.13 | 25.9 | 25 | 25 |  |  |  | -99 | 2004 | [8 empty] | Furongjiang | [9 empty] | -99
1010 | Guangxi | Tiane | Longtan | 龙滩水电站 | 107.04 | 25.03 | 6300 | 6300 | 179 | 140 | 107 | 216.5 | 2009 | 18700 | 0.33884 |  | Reservoir-storage | 96461 | 288 | 1578 |  | Hongshui |  |  | Pearl |  |  | 288.01 |  |  |  | 29920 | 29920 | 27270 | 20530 | 103.9 | 60.1 | 284 | 98500 | 0 | 0
1011 | Guangxi | Guilin | Longteng | 珑腾电站 | 110.0463 | 24.7176 | 1.12 | 1.12 |  | 53.40 |  |  | 2003 | 1.8792 |  |  | Canal |  |  |  |  | Maojiang
1012 | Guangxi | Guilin | Luanshaping | 乱沙坪水电站 | 110.4924 | 26.0432 | 1.89 | 1.89 |  | 22.50 |  |  | 2010 | 5.9 |  |  | Combined |  |  |  |  | Xunjiang
1013 | Guangxi | Guilin | Lujiang | 泸江源电站 | 111.2872 | 25.5863 | 1.1 | 1.1 |  | 315.00 |  |  | 2004 | 3.9945 |  |  | Canal |  |  |  |  | Guanjiang
1014 | Guangxi | Hechi | Luodong | 洛东水电站 | 108.8548 | 24.5293 | 75 | 75 |  | 16.00 |  |  | 1971 | 236 |  |  | Reservoir-storage |  |  |  |  | Longjiang
1015 | Guangxi | Luzhai | Luoqingjiang |  | 109.85 | 24.7 | 18 | 18 |  |  |  | -99 | [9 empty] | Luoqingjiang | [9 empty] | -99
1016 | Guangxi | Yulin | Luotian | 罗田水电站 | 110.019 | 22.527 | 3 | 3 | 80 |  | 60 | -99 | 1969 | 11 | 0.41857 | [16 empty] | -99
1017 | Guangxi | Yulin | Maguitan | 马桂滩水电站 | 110.5907 | 22.7679 | 1.6 | 1.6 |  | 5.00 |  |  | 2006 | 6.456 |  |  | Reservoir-storage |  |  |  |  | Yangmeihe
1018 | Guangxi | Hezhou | Maohedong | 平桂管理区望高茅禾洞电站 | 111.4811 | 24.6008 | 2.39 | 2.39 |  | 325.00 |  |  | 2005 | 7.3369 |  |  | Canal |  |  |  |  | Baishahe
1019 | Guangxi | Baise | Maojie | 猫街水库-水电站工程 | 104.5593 | 24.4778 | 7.2 | 7.2 |  | 14.00 |  |  | 1998 | 33 |  |  | Reservoir-storage |  |  |  |  | Qingshuijiang
1020 | Guangxi | Liuzhou | Maoping | 毛坪水电站 | 109.2047 | 25.3596 | 2.4 | 2.4 |  | 218.00 | [6 empty] | Canal |  |  |  |  | Xiangfenhe
1021 | Guangxi | Rongshui | Mashi | 麻石水电站 | 109.43 | 25.46 | 100 | 100 | 18 |  |  | 31 | 1972 | 380 | 0.43379 |  | Run-of-river | 19559 | 21 | 460.52 |  | Rongjiang |  |  | Pearl |  | 1973 | 20.78 | 17.4 |  |  | 270 |  | 270 | 269 | 13 | 1.9 | 157 |  | 0 | 0
1022 | Guangxi | Baise | Mawang | 平林水库—马王水电站工程 | 106.6089 | 24.4228 | 1.26 | 1.26 |  | 285.00 |  |  | 2006 | 4.8526 |  |  | Reservoir-storage |  |  |  |  | Chengbihe
1023 | Guangxi | Longjin | Meida I | 隆林县冷水河梅达一级 | 105.416 | 24.58 | 4 | 4 | 24.5 |  |  | -99 | 1969 | [6 empty] | 2.2 | [11 empty] | -99
1024 | Guangxi | Longjin | Meida II | 隆林县冷水河梅达二级 | 105.416 | 24.58 | 1.4 | 1.4 | 51.8 |  |  | -99 | 1972 | [6 empty] | 3.15 | [11 empty] | -99
1025 | Guangxi | Hechi | Mengdong | 孟洞水电站 | 108.2845 | 25.1186 | 1.89 | 1.89 |  | 270.00 |  |  | 2007 | 3.3 |  |  | Canal |  |  |  |  | Mengdonghe
1026 | Guangxi | Guilin | Mianhuaping | 棉花坪电站 | 110.0079 | 25.8056 | 1 | 1 |  | 540.00 |  |  | 1998 | 2.2575 |  |  | Canal |  |  |  |  | Xunjiang
1027 | Guangxi | Baise | Mianlin | 棉林水电站 | 105.8179 | 23.1101 | 1.43 | 1.43 |  | 95.00 |  |  | 2011 | 3.5 |  |  | Canal |  |  |  |  | Baihehe
1028 | Guangxi | Guilin | Miaojiang | 庙湾电站 | 110.8361 | 25.4889 | 2.52 | 2.52 |  | 145.00 |  |  | 2003 | 8.6 |  |  | Canal |  |  |  |  | Xiexinghe
1029 | Guangxi | Guilin | Miaoyuan | 淼源电站 | 111.1331 | 25.3699 | 1 | 1 |  | 280.00 |  |  | 2008 | 2.3 |  |  | Canal |  |  |  |  | Guanjiang
1030 | Guangxi | Guilin | Mijiangyuan | 米江源电站 | 110.8218 | 25.2132 | 1.26 | 1.26 |  | 275.00 |  |  | 2004 | 1.5 |  |  | Canal |  |  |  |  | Niujianghe
1031 | Guangxi | Fangchenggang | Milong | 米龙电站 | 108.1239 | 21.8339 | 1.25 | 1.25 |  | 40.00 |  |  | 2007 | 1.9535 |  |  | Canal |  |  |  |  | Fangchenghe
1032 | Guangxi | Guilin | Mingyuan | 明源水电站 | 110.9278 | 25.0097 | 1.26 | 1.26 |  | 386.00 |  |  | 2000 | 4.28 |  |  | Canal |  |  |  |  | Gongchenghe
1033 | Guangxi | Guilin | Mopan | 磨盘水库－磨盘水电站 | 110.8522 | 25.5778 | 2.5 | 2.5 |  | 40.00 |  |  | 1987 | 10.65 |  |  | Canal |  |  |  |  | Jianjiang
1034 | Guangxi | Guilin | Muchang | 木厂水电站 | 110.4248 | 26.0745 | 2.89 | 2.89 |  | 248.00 |  |  | 2002 | 11.56 |  |  | Canal |  |  |  |  | Muchangshui
1035 | Guangxi | Guilin | Muchang II | 木厂二级水电站 | 110.4294 | 26.0603 | 1.26 | 1.26 |  | 75.00 |  |  | 2006 | 5.04 |  |  | Canal |  |  |  |  | Muchangshui
1036 | Guangxi | Guilin | Mudong | 木洞电站 | 109.9643 | 25.3966 | 1.5 | 1.5 |  | 56.00 |  |  | 2006 | 4.96 |  |  | Canal |  |  |  |  | Xunjianghe
1037 | Guangxi | Xilin | Muhu | 驮娘江母湖水库水电站 | 105.253 | 24.432 | 4 | 4 | 13.5 | 9.40 |  | 10 | 2006 | 15.8109 |  |  | Reservoir-storage |  |  |  |  | Yujiang |  |  | Pearl
1038 | Guangxi | Guilin | Mulao | 桥亭乡木老电站 | 110.7925 | 24.4333 | 0.8 | 0.8 |  | 250.00 |  |  | 2004 | 0.85 |  |  | Canal |  |  |  |  | Rongjinhe
1039 | Guangxi | Liuzhou | Mulong | 木龙电站 | 110.0299 | 24.6361 | 2.5 | 2.5 |  | 69.00 |  |  | 2007 | 10.14 |  |  | Canal |  |  |  |  | Mulonghe
1040 | Guangxi | Guigang | Muzi | 武思江水库-木梓电站 | 109.6436 | 22.7842 | 3.2 | 3.2 |  | 25.00 |  |  | 1986 | 11 |  |  | Canal |  |  |  |  | Wusijiang
1041 | Guangxi | Shangsi | Naban | 那板水电站 | 108.0923 | 22.121 | 12.6 | 12.6 | 48 |  | 24.4 | 59 | 1978 | 42 | 0.38052 | [6 empty] | Trib. Zuojiang | [9 empty] | 832
1042 | Guangxi | Tianlin | Nabi | 那比水电站 | 105.8 | 24.12 | 48 | 48 |  |  |  | 68 | 2012 | [8 empty] | Xiyangjiang | [9 empty] | -99
1043 | Guangxi | Xilin | Nabin | 驮娘江那宾水电站 | 105.2 | 24.469 | 6.4 | 6.4 |  | 12 |  | 19 | 2005 | 27.4 |  |  | Reservoir-storage |  |  | 55,8 |  | Tuoniangjiang |  |  | Pearl
1044 | Guangxi | Xilin | Nalao | 驮娘江那劳水电站 | 105.25 | 24.21 | 8 | 8 |  |  |  | 23 | 2005 | 37.2 |  |  | Reservoir-storage |  |  |  |  | Tuoniangjiang |  |  | Pearl
1045 | Guangxi | Wuzhou | Nanducongnanfa | 南渡从南发电站 | 110.8264 | 22.8533 | 3.6 | 3.6 |  | 5.00 |  |  | 2006 | 9.31 |  |  | Reservoir-storage |  |  |  |  | Huanghuajiang
1046 | Guangxi | Guilin | Nangui | 南桂水电站 | 109.9771 | 26.1864 | 15 | 15 |  | 543.00 |  |  | 2008 | 82.4143 |  |  | Canal |  |  |  |  | Pingdenghe
1047 | Guangxi | Guilin | Nanmu | 楠木电站 | 110.0309 | 25.6011 | 1.5 | 1.5 |  | 240.00 |  |  | 2008 | 1.7 |  |  | Canal |  |  |  |  | Luoqingjiang
1048 | Guangxi | Hezhou | Nanmu | 南木光阳水电站 | 111.6232 | 24.2841 | 2.26 | 2.26 |  | 59.50 |  |  | 2007 | 3.65 |  |  | Canal |  |  |  |  | Nantanghe
1049 | Guangxi | Hezhou | Nanmu I | 南木光阳一级电站水库-电站工程 | 111.5929 | 24.2941 | 1 | 1 |  | 52.70 |  |  | 2011 | 3.514 |  |  | Combined |  |  |  |  | Nantanghe
1050 | Guangxi | Guilin | Nanshan | 南山水电站 | 110.0056 | 26.0788 | 60 | 60 |  | 950.00 |  |  |  | 238.21 |  |  | Combined |  |  |  |  | Pingdenghe
1051 | Guangxi | Longsheng | Nanshan I | 南山一级水电站 | 110.013 | 26.083 | 72 | 72 | 1052 |  |  | -99 | 2006 | [18 empty] | -99
1052 | Guangxi | Longsheng | Nanshan II | 南山二级水电站 | 110.013 | 26.083 | 27 | 27 |  | 97.9 |  | -99 | 2006 | 56.5284 | [17 empty] | -99
1053 | Guangxi | Nanning | Nanxiao | 屯六水库-南晓水电站工程 | 108.3876 | 22.2962 | 1.25 | 1.25 |  | 79.00 |  |  | 1975 | 7 |  |  | Canal |  |  |  |  | Bachijiang
1054 | Guangxi | Xilin | Nasha | 驮娘江那沙水电站 | 105.53 | 24.33 | 6.4 | 6.4 |  | 10.5 |  | 19.8 | 2005 | 27.5 |  |  | Reservoir-storage |  |  | 40.6 |  | Tuoniangjiang |  |  | Pearl
1055 | Guangxi | Baise | Nawang | 百林那旺水库-水电站工程 | 105.6681 | 23.1834 | 6 | 6 |  | 11.00 |  |  |  | 21.97 |  |  | Reservoir-storage |  |  |  |  | Ganhe
1056 | Guangxi | Xilin | Nawei | 驮娘江那维水电站 | 105.416 | 24.356 | 11.3 | 11.3 |  |  |  |  | 2005 | 52.5 |  |  | Canal |  |  |  |  | Tuoniangjiang |  |  | Pearl
1057 | Guangxi | Nanning | Neichao | 内朝电站 | 108.3627 | 23.4947 | 0.96 | 0.96 |  | 210.00 |  |  | 1981 | 2.6 |  |  | Canal |  |  |  |  | Wuminghe
1058 | Guangxi | Hechi | Neilong | 内龙电站 | 107.0468 | 24.5585 | 1 | 1 |  | 33.00 |  |  | 1972 | 3 |  |  | Canal |  |  |  |  | Panyanghe
1059 | Guangxi | Chongzuo | Niandi | 稔底水电站 | 106.8549 | 22.8179 | 7.2 | 7.2 |  | 25.00 |  |  | 1982 | 36 |  |  | Canal |  |  |  |  | Heishuihe
1060 | Guangxi | Baise | Niandong | 念洞水电站 | 105.8786 | 23.4724 | 3 | 3 |  | 42.00 |  |  | 2010 | 10.83 |  |  | Canal |  |  |  |  | Zhelihe
1061 | Guangxi | Baise | Nianxiang I | 念祥一级水电站 | 106.6411 | 22.9382 | 3.2 | 3.2 |  | 96.00 |  |  | 1986 | 6.0005 |  |  | Canal |  |  |  |  | Niantouhe
1062 | Guangxi | Baise | Nianxiang II | 念祥二级水电站 | 106.6744 | 22.9523 | 1.6 | 1.6 |  | 30.00 |  |  | 1990 | 1.8609 |  |  | Canal |  |  |  |  | Niantouhe
1063 | Guangxi | Longjin | Nilang | 隆林县冷水河泥浪电站 | 105.416 | 24.58 | 4.8 | 4.8 | 146 | 142 |  | -99 | 1988 | 24.5 |  |  | Canal |  |  | 4.23 |  | Xinzhouhe-Lengshuihe | [9 empty] | -99
1064 | Guangxi | Nanning | Ningwu | 武鸣县宁武水力发电站 | 108.2038 | 23.1326 | 1.26 | 1.26 |  | 3.00 |  |  | 1990 | 3.5 |  |  | Canal |  |  |  |  | Wuminghe
1065 | Guangxi | Rongshui | Niulu | 融水县牛路水电站 | 109.126 | 25.268 | 6.9 | 6.9 | 43.8 |  |  | -99 | 2016 | 21 | 0.34743 | [6 empty] | Trib. Beijiang |  |  | Xijiang | [6 empty] | -99
1066 | Guangxi | Guilin | Niuxihe | 牛溪河电站 | 110.6889 | 25.3 | 1 | 1 |  | 170.00 |  |  | 2008 | 2.5 |  |  | Canal |  |  |  |  | Chaotianhe
1067 | Guangxi | Chongzuo | Niuzaitan | 牛仔滩水轮泵站南岸水电站 | 107.2628 | 22.3494 | 1.6 | 1.6 |  | 10.00 |  |  | 1991 | 6.8 |  |  | Reservoir-storage |  |  |  |  | Zuojiang
1068 | Guangxi | Chongzuo | Nongben | 农本水电站 | 107.2183 | 22.535 | 9.6 | 9.6 |  | 10.00 |  |  | 1995 | 47.75 |  |  | Reservoir-storage |  |  |  |  | Heishuihe
1069 | Guangxi | Xilin | Nongnan | 弄南水库-水电站工程 | 105.581 | 24.3167 | 12.6 | 12.6 | 23 | 20.00 |  | 11 | 2007 | 48.2282 |  |  | Canal |  |  |  |  | Tuoniangjiang |  |  | Pearl
1070 | Guangxi | Liuzhou | Nuomitan | 糯米滩水电站 | 109.1461 | 24.5147 | 16.3 | 16.3 |  | 6.20 |  |  | 1985 | 55.36 |  |  | Reservoir-storage |  |  |  |  | Longjiang
1071 | Guangxi | Chongzuo | Pailian | 派连电站 | 107.0552 | 22.0579 | 4 | 4 |  | 16.00 |  |  | 1995 | 17.16 |  |  | Reservoir-storage |  |  |  |  | Pailianhe
1072 | Guangxi | Guilin | Panjiang | 盘江电站 | 110.9026 | 25.2729 | 2 | 2 |  | 225.00 |  |  | 2000 | 7.5 |  |  | Canal |  |  |  |  | Guanjiang
1073 | Guangxi | Hechi | Panzhongtan | 盘中滩水电站 | 107.2392 | 24.1694 | 3 | 3 |  | 12.50 |  |  | 1994 | 13.62 |  |  | Canal |  |  |  |  | Panyanghe
1074 | Guangxi | Guilin | Paojiang | 泡江电站 | 111.2513 | 25.5554 | 2 | 2 |  | 309.00 |  |  | 2005 | 6.3 |  |  | Canal |  |  |  |  | Guanjiang
1075 | Guangxi | Guilin | Patang | 扒塘电站 | 110.9648 | 25.4384 | 1.5 | 1.5 |  | 140.00 |  |  | 1991 | 6 |  |  | Canal |  |  |  |  | Niuwanhe
1076 | Guangxi | Wuzhou | Penghan | 朋汉电站 | 110.5975 | 24.0094 | 3.15 | 3.15 |  | 6.50 |  |  | 2007 | 12.84 |  |  | Reservoir-storage |  |  |  |  | Mengjiang
1077 | Guangxi | Longsheng | Pingao II | 龙胜县南山平熬二级水电站 | 109.88 | 25.91 | 12 | 12 |  |  |  | -99 | 2006 | [8 empty] | Weijiang | [9 empty] | -99
1078 | Guangxi | Longlin | Pingban | 平班水电站 | 105.49 | 24.82 | 405 | 405 |  | 34.00 |  | 62 | 2004 | 1603 | 0.45183 |  | Reservoir-storage | 45802 | 10 | 611.79 |  | Nanpanjiang |  |  | Pearl |  |  | 10.27 |  |  |  | 278 |  | 278 |  | 27.1 | 1.4 | 417 |  | 0 | 0
1079 | Guangxi | Liuzhou | Pingcheng | 平城水电站 | 108.9936 | 25.518 | 4 | 4 |  | 87.60 |  |  | 2007 | 15.54 |  |  | Canal |  |  |  |  | Danianhe
1080 | Guangxi | Baise | Pingda | 平达水电站 | 105.5114 | 24.4254 | 1 | 1 |  | 44.00 |  |  | 2000 | 1.3191 |  |  | Canal |  |  |  |  | Namenhe
1081 | Guangxi | Laibin | Pingfu | 平福水电站 | 107.8847 | 22.0917 | 12 | 12 |  | 14.00 |  |  | 2006 | 55.6 |  |  | Reservoir-storage |  |  |  |  | Mingjiang
1082 | Guangxi | Yulin | Pingguan | 平贯电站 | 110.7964 | 22.6562 | 3.2 | 3.2 |  | 175.00 |  |  | 2006 | 7 |  |  | Canal |  |  |  |  | Yangcunhe
1083 | Guangxi | Guigang | Pinglong | 平龙水库—水电站工程 | 109.4067 | 23.2149 | 1.315 | 1.315 |  | 18.50 |  |  | 1992 | 3.7 |  |  | Reservoir-storage |  |  |  |  | Liyujiang
1084 | Guangxi | Fangchenggang | Pingluo | 平罗电站 | 107.6711 | 21.7008 | 1.55 | 1.55 |  | 78.00 |  |  | 2008 | 3.0661 |  |  | Canal |  |  |  |  | Beilunhe
1085 | Guangxi | Liuzhou | Pingmiao | 平苗水电站 | 108.6483 | 25.4058 | 3.2 | 3.2 |  | 410.00 |  |  | 2008 | 16.188 |  |  | Canal |  |  |  |  | Pingzhenghe
1086 | Guangxi | Baise | Pingpan | 平泮水电站 | 106.1633 | 23.7039 | 1.26 | 1.26 |  | 19.78 |  |  | 2003 | 5.8699 |  |  | Canal |  |  |  |  | Panshuihe
1087 | Guangxi | Guilin | Pingshuijiang | 平水江电站 | 109.9676 | 25.6524 | 3.2 | 3.2 |  | 90.00 |  |  | 2007 | 11.08 |  |  | Canal |  |  |  |  | Pingzhaihe
1088 | Guangxi | Fangchenggang | Pingtai | 平台水电站 | 107.7836 | 22.0483 | 1.26 | 1.26 |  | 5.80 |  |  | 1997 | 5 |  |  | Canal |  |  |  |  | Mingjiang
1089 | Guangxi | Guilin | Pingtan | 坪坦水电站 | 110.6089 | 26.1792 | 1.13 | 1.13 |  | 31.50 |  |  | 1969 | 4.5 |  |  | Canal |  |  |  |  | Gualihe
1090 | Guangxi | Baise | Pingtang | 平塘扩建增容水电站 | 106.6211 | 24.1211 | 1.89 | 1.89 |  | 7.00 |  |  | 2005 | 8.3851 |  |  | Canal |  |  |  |  | Chengbihe
1091 | Guangxi | Guilin | Pingtou | 平头电站 | 110.3131 | 25.7986 | 1.26 | 1.26 |  | 80.00 |  |  | 2004 | 4.02 |  |  | Canal |  |  |  |  | Xiaorongjiang
1092 | Guangxi | Liuzhou | Pingzhai | 平寨水电站 | 108.8406 | 25.5337 | 1.6 | 1.6 |  | 69.50 |  |  |  | 0 |  |  | Canal |  |  |  |  | Pingzhaihe
1093 | Guangxi | Baise | Poma | 坡马水库-水电站工程 | 105.6063 | 23.2707 | 1.66 | 1.66 |  | 14.00 |  |  | 2005 | 9.62 |  |  | Reservoir-storage |  |  |  |  | Ganhe
1094 | Guangxi | Baise | Potie | 坡帖水库—水电站工程 | 106.6072 | 24.1802 | 6 | 6 |  | 27.50 |  |  | 1992 | 26.66 |  |  | Reservoir-storage |  |  |  |  | Chengbihe
1095 | Guangxi | Baise | Potie Expansion | 坡帖水库—扩容水电站工程 | 106.6067 | 24.18 | 4 | 4 |  | 27.50 |  |  | 2010 | 8.8 |  |  | Reservoir-storage |  |  |  |  | Chengbihe
1096 | Guangxi | Wuzhou | Potou | 坡头电站 | 110.6632 | 23.8306 | 3.75 | 3.75 |  | 7.40 |  |  | 2011 | 18.31 |  |  | Reservoir-storage |  |  |  |  | Mengjiang
1097 | Guangxi | Baise | Poxu I | 坡圩水库-1站水电站工程 | 107.0019 | 23.3873 | 6.4 | 6.4 |  | 19.00 |  |  | 2001 | 32.66 |  |  | Reservoir-storage |  |  |  |  | Longxuhe
1098 | Guangxi | Baise | Poxu II | 坡圩水库-2站水电站工程 | 107.0014 | 23.3876 | 6.3 | 6.3 |  | 19.00 |  |  | 2011 | 30 |  |  | Reservoir-storage |  |  |  |  | Longxuhe
1099 | Guangxi | Baise | Poya | 坡芽水电站 | 105.7261 | 23.3227 | 1 | 1 |  | 40.00 |  |  |  | 3.5 |  |  | Canal |  |  |  |  | Xiahuahe
1100 | Guangxi | Baise | Puhe | 威后水库-普合水电站工程 | 105.1854 | 24.476 | 1 | 1 |  | 65.00 |  |  | 2010 | 3.32 |  |  | Canal |  |  |  |  | Yujiang
1101 | Guangxi | Longsheng | Qiaocha I | 龙胜县南山桥岔一级水电站 | 109.97 | 25.728 | 60 | 60 | 1052 |  | 965 | -99 | 2011 | [18 empty] | -99
1102 | Guangxi | Laibin | Qiaogong | 来宾市桥巩水电站 | 108.95 | 23.63 | 456 | 456 | 24.3 | 13.8 |  | 70 | 2008 | 2401 | 0.60107 |  | Reservoir-storage | 117216 | 15 | 2190.75 |  | Hongshuihe |  |  | Pearl |  |  | 11.1 | 14.7 |  |  | 903 |  | 903 |  | 61.4 | 1.3 | 86 |  | 0 | 0
1103 | Guangxi | Chongzuo | Qilitan | 七里滩水电站 | 106.73 | 22.37 | 5 | 5 |  | 8 |  |  | 1986 | 22 |  |  | Reservoir-storage |  |  |  |  | Shuikouhe
1104 | Guangxi | Lingchuan | Qingshitan | 青狮潭水电站 | 110.254 | 25.522 | 17.8 | 17.8 | 39.9 |  | 21.4 | -99 | 1972 | 53 | 0.3399 |  |  |  |  | 15.2 |  | Trib. Lijiang | [9 empty] | 608
1105 | Guangxi | Laibin | Qingshuihe | 清水河电站 | 108.9835 | 23.6193 | 9.8 | 9.8 |  | 5.50 |  |  | 2011 | 35.18 |  |  | Reservoir-storage |  |  |  |  | Qingshuihe
1106 | Guangxi | Guilin | Qingshuika | 清水卡水电站 | 111.0489 | 24.7759 | 1.58 | 1.58 |  | 77.00 |  |  | 1999 | 3.35 |  |  | Canal |  |  |  |  | Shijianghe
1107 | Guangxi | Hezhou | Qiyuan | 启源水电站 | 110.9285 | 24.315 | 1.5 | 1.5 |  | 202.00 |  |  | 2007 | 3.935 |  |  | Canal |  |  |  |  | Siqinjiang
1108 | Guangxi | Guilin | Quanhe | 泉和电站 | 110.1306 | 24.7756 | 1 | 1 |  | 83.00 |  |  | 2005 | 2.139 |  |  | Canal |  |  |  |  | Maojiang
1109 | Guangxi | Guilin | Quanjiafu | 全佳福水电站 | 111.0652 | 26.1083 | 1 | 1 |  | 200.00 |  |  | 2006 | 2.201 |  |  | Canal |  |  |  |  | Wanxianghe
1110 | Guangxi | Guilin | Quanyong | 泉永水电站 | 110.0863 | 25.6576 | 1.6 | 1.6 |  | 172.80 |  |  | 2009 | 2.5 |  |  | Canal |  |  |  |  | Luoqingjiang
1111 | Guangxi | Yulin | Qujiang | 曲江水电站工程 | 110.2981 | 22.8272 | 1.5 | 1.5 |  | 82.00 |  |  | 1975 | 4 |  |  | Canal |  |  |  |  | Minlehe
1112 | Guangxi | Liuzhou | Raobei | 尧贝水电站 | 108.914 | 25.3614 | 3.2 | 3.2 |  | 71.86 |  |  | 2007 | 14.07 |  |  | Canal |  |  |  |  | Yangdonghe
1113 | Guangxi | Liuzhou | Raonong II | 尧弄二级水电站 | 108.7946 | 25.3684 | 10 | 10 |  | 375.00 |  |  | 2010 | 30.53 |  |  | Combined |  |  |  |  | Beijiang
1114 | Guangxi | Guilin | Renhe | 仁合电站 | 111.0407 | 25.4996 | 1.26 | 1.26 |  | 130.00 |  |  | 2004 | 6.2 |  |  | Canal |  |  |  |  | Shaluoyuanhe
1115 | Guangxi | Wuzhou | Renshan | 壬山水电站 | 110.4856 | 24.2713 | 1.89 | 1.89 |  | 112.00 |  |  |  | 6.422 |  |  | Canal |  |  |  |  | Renshanhe
1116 | Guangxi | Guilin | Renyi | 仁义电站 | 111.0925 | 25.4914 | 2.5 | 2.5 |  | 238.00 |  |  | 1988 | 13.35 |  |  | Canal |  |  |  |  | Shaluoyuanhe
1117 | Guangxi | Hezhou | Rilvchong | 日绿冲水电站 | 111.6545 | 24.5793 | 2.5 | 2.5 |  | 2.5 |  |  | 2006 | 3.5629 |  |  | Canal |  |  |  |  | Maweihe
1118 | Guangxi | Yulin | Rongcheng | 容城电站 | 110.5661 | 22.8588 | 3.75 | 3.75 |  | 5.00 |  |  | 1990 | 17.566 |  |  | Reservoir-storage |  |  |  |  | Beiliuhe
1119 | Guangxi | Guilin | Rongyan | 榕岩水电站 | 110.2681 | 25.9312 | 4 | 4 |  | 10.00 |  |  | 2010 | 12.151 |  |  | Reservoir-storage |  |  |  |  | Xunjiang
1120 | Guangxi | Yulin | Sancha | 三叉水电站 | 110.15 | 22.82 | 0.96 | 0.96 |  | 80 |  |  | 1979 | 1.7 |  |  | Canal |  |  |  |  | Qingwanjiang
1121 | Guangxi | Yulin | Sancha | 三叉水电站 | 110.18 | 22.83 | 1 | 1 |  | 75 |  |  | 1978 | 1.58 |  |  | Canal |  |  |  |  | Qingwanjiang
1122 | Guangxi | Guilin | Sancha | 三茶水电站 | 110.6747 | 26.2973 | 1.26 | 1.26 |  | 63 |  |  | 2004 | 5.04 |  |  | Canal |  |  |  |  | Zijiang
1123 | Guangxi | Hechi | Sancha | 三岔水电站 | 108.96 | 24.48 | 21 | 21 |  | 5 |  |  | 2009 | 78.66 |  |  | Reservoir-storage |  |  |  |  | Longjiang
1124 | Guangxi | Yizhou | Sancha |  | 108.86 | 24.48 | 21 | 21 |  |  |  | -99 | [19 empty] | -99
1125 | Guangxi | Hechi | Sanchahe | 三岔河水电站 | 107.46 | 25.11 | 1.26 | 1.26 |  | 57.7 |  |  | 2006 | 5.3 |  |  | Canal |  |  |  |  | Daniuhe
1126 | Guangxi | Yulin | Sandeng | 三等水电站 | 110.37 | 22.67 | 1 | 1 |  | 4.5 |  |  | 1982 | 3.6 |  |  | Reservoir-storage |  |  |  |  | Beiliuhe
1127 | Guangxi | Baise | Sandieling | 三叠岭水电站 | 106.68 | 22.99 | 1.35 | 1.35 |  | 271 |  |  | 1996 | 27.32 |  |  | Canal |  |  |  |  | Xialeihe
1128 | Guangxi | Guilin | Sandujiang | 三渡江水电站 | 110.8181 | 26.0072 | 1.89 | 1.89 |  | 495 |  |  | 2002 | 7.83 |  |  | Canal |  |  |  |  | Shanchuanhe
1129 | Guangxi | Baise | Sangdong | 桑洞水电站 | 107.0746 | 23.2979 | 1.8 | 1.8 |  | 65.00 |  |  | 1976 | 7 |  |  | Canal |  |  |  |  | Gurongjiang
1130 | Guangxi | Guilin | Sanhe | 三合电站 | 109.88 | 25.19 | 0.95 | 0.95 |  | 57 |  |  | 2006 | 1.7 |  |  | Canal |  |  |  |  | Xihe
1131 | Guangxi | Guilin | Sanhe | 三河水电站 | 110.8992 | 26.1736 | 1.5 | 1.5 |  | 250 |  |  | 2002 | 4.91 |  |  | Canal |  |  |  |  | Gedongyuan
1132 | Guangxi | Guilin | Sanhe | 三河水电站 | 111.0146 | 24.7651 | 2.26 | 2.26 |  | 43 |  |  | 2006 | 5.5 |  |  | Canal |  |  |  |  | Shijianghe
1133 | Guangxi | Wuzhou | Sanjiang | 三江电站 | 110.6123 | 23.7462 | 5.2 | 5.2 |  | 6 |  |  | 1981 | 22 |  |  | Canal |  |  |  |  | Mengjiang
1134 | Guangxi | Wuzhou | Sanjiangkou | 三江口电站 | 110.5913 | 24.104 | 1 | 1 |  | 4 |  |  | 1995 | 3.65 |  |  | Reservoir-storage |  |  |  |  | Mengjiang
1135 | Guangxi | Nanning | Sanlianyingfu | 三联英府电站 | 108.3927 | 23.4506 | 1.63 | 1.63 |  | 215 |  |  | 1993 | 4.06 |  |  | Canal |  |  |  |  | Liangjianghe
1136 | Guangxi | Hezhou | Sanmentan | 三门滩水电站 | 110.8445 | 24.2047 | 4.8 | 4.8 |  | 14 |  |  | 1989 | 25.61 |  |  | Reservoir-storage |  |  |  |  | Siqinjiang
1137 | Guangxi | Guilin | Sansuo | 三所水电站 | 110.85 | 25.62 | 1.26 | 1.26 |  | 34 |  |  | 1979 | 4.65 |  |  | Canal |  |  |  |  | Jianjiang
1138 | Guangxi | Baise | Sanxiahe | 三峡河水电站 | 106.17 | 23.71 | 1.5 | 1.5 |  | 60 |  |  | 1979 | 5.17 |  |  | Canal |  |  |  |  | Panshuihe
1139 | Guangxi | Guilin | Sanyuan | 三源水电站 | 110.2874 | 25.9608 | 2 | 2 |  | 8 |  |  | 2007 | 8 |  |  | Reservoir-storage |  |  |  |  | Xunjiang
1140 | Guangxi | Hezhou | Sencong | 森聪水电站 | 110.9441 | 24.2369 | 3.75 | 3.75 |  | 7.00 |  |  | 2005 | 12 |  |  | Reservoir-storage |  |  |  |  | Siqinjiang
1141 | Guangxi | Yulin | Shahe | 沙河电站 | 109.7111 | 22.069 | 4 | 4 |  | 5.00 |  |  | 1993 | 17 |  |  | Reservoir-storage |  |  |  |  | Nanliujiang
1142 | Guangxi | Baise | Shalihe I | 沙梨河一级水电站 | 105.6154 | 24.6971 | 2.4 | 2.4 |  | 187.00 |  |  | 2005 | 7.5 |  |  | Canal |  |  |  |  | Nadonghe
1143 | Guangxi | Baise | Shalihe II | 沙梨河二级水电站 | 105.6167 | 24.695 | 1.5 | 1.5 |  | 87.00 |  |  | 2007 | 4.5 |  |  | Canal |  |  |  |  | Nadonghe
1144 | Guangxi | Guilin | Shanbatang | 山坝塘电站 | 110.8398 | 25.3269 | 1.26 | 1.26 |  | 195.00 |  |  | 2008 | 2.1 |  |  | Canal |  |  |  |  | Guanjiang
1145 | Guangxi | Baise | Shanggai | 上盖水库-水电站工程 | 105.7356 | 23.079 | 6.4 | 6.4 |  | 54 |  |  | 1985 | 16.4186 |  |  | Canal |  |  |  |  | Ganhe
1146 | Guangxi | Baise | Shanggai Expansion | 上盖水库-扩建水电站工程 | 105.7377 | 23.0787 | 19.5 | 19.5 |  | 55 |  |  |  | 83 |  |  | Canal |  |  |  |  | Ganhe
1147 | Guangxi | Guilin | Shangguixia | 上桂峡水电站 | 110.6419 | 25.3852 | 1 | 1 |  | 20 |  |  | 1971 | 2.8 |  |  | Reservoir-storage |  |  |  |  | Haiyanghe
1148 | Guangxi | Baise | Shanghua | 上华水电站 | 105.7157 | 23.215 | 3.66 | 3.66 |  | 110 |  |  | 2009 | 12.82 |  |  | Canal |  |  |  |  | Xiahuahe
1149 | Guangxi | Hezhou | Shanghuang | 上皇水库-电站工程 | 111.7603 | 24.5676 | 4.32 | 4.32 |  | 150 |  |  | 1990 | 18.21 |  |  | Combined |  |  |  |  | Luoshihe
1150 | Guangxi | Daxin | Shangli | 大新县上利水电站 | 107.01 | 22.74 | 7.2 | 7.2 |  | 12.5 |  |  | 2004 | 32.44 |  |  | Reservoir-storage |  |  |  |  | Heishuihe | [9 empty] | -99
1151 | Guangxi | Baise | Shangmou | 上谋水电站 | 106.56 | 24.52 | 1.89 | 1.89 |  | 30 |  |  | 2005 | 8.84 |  |  | Canal |  |  |  |  | Buliuhe
1152 | Guangxi | Hezhou | Shangping | 上坪电站 | 111.9669 | 24.3783 | 4 | 4 |  | 65.5 |  |  | 2006 | 5 |  |  | Canal |  |  |  |  | Dongjianghe
1153 | Guangxi | Hechi | Shangyou | 尚游水电站 | 107.9852 | 24.3877 | 3.8 | 3.8 |  | 8.30 |  |  | 1973 | 10.5 |  |  | Canal |  |  |  |  | Diaojiang
1154 | Guangxi | Wuzhou | Shanping | 山坪水电站 | 110.8128 | 22.8858 | 5.4 | 5.4 |  | 6.20 |  |  |  | 0.153 |  |  | Reservoir-storage |  |  |  |  | Huanghuajiang
1155 | Guangxi | Fusui | Shanxiu | 扶绥县左江山秀水电站 | 107.82 | 22.627 | 78 | 78 |  | 16 | 3.5 | -99 | 2007 | 353 | 0.51663 |  | Reservoir-storage |  |  | 278 |  | Zuojiang |  |  | Pearl | [6 empty] | -99
1156 | Guangxi | Guilin | Shanyingtang | 山鹰塘水电站 | 110.8153 | 26.0428 | 0.72 | 0.72 |  | 261.00 |  |  | 2006 | 2.8279 |  |  | Canal |  |  |  |  | Shanchuanhe
1157 | Guangxi | Cangwu | Shatan | 苍梧县沙滩水电站 | 111.54 | 23.944 | 12.6 | 12.6 |  |  |  | 67.7 | 2013 | 23 | 0.20838 |  |  |  |  | 26.2 |  | Trib. Hejiang |  |  | Xijiang | [6 empty] | -99
1158 | Guangxi | Guilin | Sheling | 社岭水电站 | 110.5358 | 25.8898 | 2 | 2 |  | 85.00 |  |  | 2006 | 7.6 |  |  | Canal |  |  |  |  | Fuyishui
1159 | Guangxi | Guilin | Shengjia | 盛家电站 | 110.8739 | 25.4765 | 1.12 | 1.12 |  | 85.00 |  |  | 2001 | 3.7 |  |  | Canal |  |  |  |  | Xiexinghe
1160 | Guangxi | Hezhou | Shenglong | 升龙电站 | 111.2794 | 24.5875 | 1.95 | 1.95 |  | 8 |  |  | 1989 | 3.8 |  |  | Canal |  |  |  |  | Hejiang
1161 | Guangxi | Hezhou | Shengyuan | 盛源电站 | 111.2303 | 24.8472 | 1.89 | 1.89 |  | 369.38 |  |  | 2004 | 6.1515 |  |  | Canal |  |  |  |  | Hejiang
1162 | Guangxi | Guilin | Shenhongqiao | 深江桥电站 | 110.6594 | 25.2867 | 2.5 | 2.5 |  | 194.00 |  |  | 1995 | 6.1 |  |  | Canal |  |  |  |  | Chaotianhe
1163 | Guangxi | Yulin | Shenliu | 深柳电站 | 110.506 | 22.7875 | 1.75 | 1.75 |  | 4.50 |  |  | 2007 | 7.266 |  |  | Reservoir-storage |  |  |  |  | Beiliuhe
1164 | Guangxi | Guilin | Shenxianyan | 神仙岩水电站 | 110.5361 | 25.9479 | 1 | 1 |  | 205.00 |  |  | 2006 | 4 |  |  | Canal |  |  |  |  | Fuyishui
1165 | Guangxi | Laibin | Shibajia | 十八家电站 | 110.2732 | 24.1716 | 1.26 | 1.26 |  | 160.00 |  |  | 2004 | 4 |  |  | Canal |  |  |  |  | Lipuhe
1166 | Guangxi | Hezhou | Shiguchong | 石古冲电站 | 111.9826 | 24.2995 | 1.63 | 1.63 |  | 286.00 |  |  | 2004 | 6.6746 |  |  | Canal |  |  |  |  | Dongjianghe
1167 | Guangxi | Yulin | Shijian | 石剑电站 | 110.3034 | 22.9165 | 3.2 | 3.2 |  | 75.00 |  |  | 1973 | 9 |  |  | Canal |  |  |  |  | Siluohe
1168 | Guangxi | Guilin | Shijiang | 势江水电站 | 110.9262 | 24.7598 | 1 | 1 |  | 33.00 |  |  | 1973 | 6 |  |  | Canal |  |  |  |  | Shijianghe
1169 | Guangxi | Guilin | Shilong | 石龙（横溪源一级）水电站 | 110.9465 | 26.2379 | 1.26 | 1.26 |  | 485.00 |  |  | 2009 | 6.2356 |  |  | Canal |  |  |  |  | Yixianghe
1170 | Guangxi | Guilin | Shilongjiang | 石龙江电站 | 110.6464 | 25.5631 | 1.26 | 1.26 |  | 100.00 |  |  | 2005 | 3.71 |  |  | Canal |  |  |  |  | Linghe
1171 | Guangxi | Hezhou | Shimen II | 石门二级水电站 | 111.7164 | 24.5183 | 3.5 | 3.5 |  | 241.00 |  |  | 2004 | 9.17 |  |  | Canal |  |  |  |  | Huangdonghe
1172 | Guangxi | Hezhou | Shimenqiao | 石门桥水库-电站工程 | 111.7676 | 24.6923 | 11 | 11 |  | 81.18 |  |  | 2006 | 37.63 |  |  | Combined |  |  |  |  | Daninghe
1173 | Guangxi | Guilin | Shimujie | 石木界水电站 | 110.6493 | 26.191 | 1.03 | 1.03 |  | 14.50 |  |  | 2008 | 4.12 |  |  | Canal |  |  |  |  | Gualihe
1174 | Guangxi | Hezhou | Shirendong | 石人洞电站 | 111.7282 | 24.6623 | 1.26 | 1.26 |  | 49.00 |  |  | 2006 | 4.478 |  |  | Canal |  |  |  |  | Daninghe
1175 | Guangxi | Hezhou | Shirendong I | 石人洞一级电站 | 111.7424 | 24.6802 | 1.89 | 1.89 |  | 160.62 |  |  | 2006 | 4.478 |  |  | Canal |  |  |  |  | Daninghe
1176 | Guangxi | Yulin | Shitou | 石头电站 | 110.3397 | 22.983 | 3.2 | 3.2 |  | 75.00 |  |  | 1960 | 15.2644 |  |  | Canal |  |  |  |  | Siluohe
1177 | Guangxi | Babu | Shuangdao | 爽岛电厂-水电站工程 | 111.4719 | 23.9808 | 12 | 12 |  | 26.00 |  | 61 | 1991 | 33.4122 |  |  | Reservoir-storage | 586 | 4 | 14.72 |  | Dapinghe | [5 empty] | 4.34 |  |  |  | 210 |  | 210 |  | 48.4 | 45.2 | 103 |  | 0 | 0
1178 | Guangxi | Guilin | Shuanghe | 双合电站 | 109.7347 | 24.2397 | 1 | 1 |  | 180.00 |  |  | 2005 | 1.7015 |  |  | Canal |  |  |  |  | Shouchenghe
1179 | Guangxi | Fangchenggang | Shuanghe | 双和水电站 | 107.6113 | 21.618 | 1.3 | 1.3 |  | 95.00 |  |  | 2008 | 1.7749 |  |  | Canal |  |  |  |  | Beilunhe
1180 | Guangxi | Hechi | Shuanghe | 双河水电站 | 108.5182 | 25.3519 | 1.89 | 1.89 |  | 110.00 |  |  | 2007 | 6.1 |  |  | Canal |  |  |  |  | Kenlanhe
1181 | Guangxi | Guilin | Shuanghe | 双合水电站 | 110.925 | 26.1784 | 2.52 | 2.52 |  | 388.90 |  |  | 2002 | 9.383 |  |  | Canal |  |  |  |  | Gedongyuan
1182 | Guangxi | Guilin | Shuanghekou | 双河口水电站 | 110.1444 | 25.7471 | 1.89 | 1.89 |  | 160 |  |  | 2005 | 6.9 |  |  | Canal |  |  |  |  | Hepinghe
1183 | Guangxi | Guilin | Shuanghui | 双汇水电站 | 110.9884 | 26.2743 | 1 | 1 |  | 33.00 |  |  | 2005 | 4.5352 |  |  | Canal |  |  |  |  | Yixianghe
1184 | Guangxi | Liuzhou | Shuangjiang | 双江水电站 | 108.9133 | 25.3727 | 1.89 | 1.89 |  | 160.83 |  |  | 2007 | 5.71 |  |  | Canal |  |  |  |  | Yangdonghe
1185 | Guangxi | Guilin | Shuangjiang | 双江水电站 | 110.481 | 25.9941 | 2.5 | 2.5 |  | 238.00 |  |  | 2003 | 10 |  |  | Canal |  |  |  |  | Xunjiang
1186 | Guangxi | Guilin | Shuangjiangkou | 双江口水电站 | 110.9739 | 26.1811 | 1.3 | 1.3 |  | 53.00 |  |  | 1996 | 4.479 |  |  | Canal |  |  |  |  | Gedongyuan
1187 | Guangxi | Guilin | Shuangjiangkou | 白竹江双江口水电站 | 110.343 | 25.8079 | 2.52 | 2.52 |  | 275.00 |  |  | 2007 | 10.08 |  |  | Canal |  |  |  |  | Xiaorongjiang
1188 | Guangxi | Guilin | Shuanglong | 双隆电站 | 111.0621 | 25.4084 | 1 | 1 |  | 80 |  |  | 1999 | 4.1692 |  |  | Canal |  |  |  |  | Guanjiang
1189 | Guangxi | Yulin | Shuanglong | 双龙电站 | 109.7641 | 21.7548 | 1 | 1 |  | 10.00 |  |  | 1987 | 2.49 |  |  | Canal |  |  |  |  | Baishahe
1190 | Guangxi | Guilin | Shuanglong | 双龙电站 | 109.9345 | 25.5284 | 1.66 | 1.66 |  | 260.00 |  |  | 2005 | 3.5 |  |  | Canal |  |  |  |  | Sanmenhe
1191 | Guangxi | Nanning | Shuanglushuili | 武鸣县双卢水力发电站 | 108.1392 | 23.1341 | 1.89 | 1.89 |  | 5.00 |  |  | 1996 | 6.5 |  |  | Reservoir-storage |  |  |  |  | Wuminghe
1192 | Guangxi | Guilin | Shuangping | 双坪水电站 | 110.5391 | 25.8649 | 1.89 | 1.89 |  | 157.00 |  |  | 2003 | 7.6 |  |  | Canal |  |  |  |  | Fuyishui
1193 | Guangxi | Guilin | Shuangshuihe | 双水河水电站 | 110.9249 | 26.1782 | 1.26 | 1.26 |  | 276.00 |  |  | 2002 | 4.027 |  |  | Canal |  |  |  |  | Gedongyuan
1194 | Guangxi | Guilin | Shuangyuan | 双源水电站 | 110.11 | 25.93 | 1.89 | 1.89 |  | 377 |  |  | 2006 | 3.2354 |  |  | Canal |  |  |  |  | Xunjiang
1195 | Guangxi | Guilin | Shuiche | 水车增容电站 | 111.2247 | 25.6004 | 3.2 | 3.2 |  | 24.00 |  |  |  | 0.04 |  |  | Canal |  |  |  |  | Guanjiang
1196 | Guangxi | Guilin | Shuiche | 水车水库水车电站 | 111.2259 | 25.6012 | 9.6 | 9.6 |  | 24.00 |  |  | 1988 | 45 |  |  | Reservoir-storage |  |  |  |  | Guanjiang
1197 | Guangxi | Guilin | Shuijinggang | 水晶岗水电站 | 111.0877 | 25.9519 | 9.6 | 9.6 |  | 7.60 |  |  | 1988 | 51.16 |  |  | Reservoir-storage |  |  |  |  | Xiangjiangxiyuan
1198 | Guangxi | Hezhou | Shuijingtang II | 水晶塘二级电站水库-电站工程 | 111.8078 | 24.4559 | 2.6 | 2.6 |  | 10.44 |  |  | 2007 | 7.97 |  |  | Reservoir-storage |  |  |  |  | Dongjianghe
1199 | Guangxi | Hezhou | Shuijitang | 水晶塘水库-电站工程 | 111.8264 | 24.4499 | 18.9 | 18.9 |  | 113.00 |  |  | 2005 | 73.28 |  |  | Combined |  |  |  |  | Dongjianghe
1200 | Guangxi | Chongzuo | Shuikou | 水口水电站 | 106.6144 | 22.4644 | 4.55 | 4.55 |  | 7.00 |  |  | 1983 | 19.5 |  |  | Reservoir-storage |  |  |  |  | Shuikouhe
1201 | Guangxi | Wuzhou | Shuiwen | 水汶水电站 | 110.9833 | 22.6889 | 4.25 | 4.25 |  | 7.00 |  |  | 2009 | 1.2 |  |  | Combined |  |  |  |  | Huanghuajiang
1202 | Guangxi | Baise | Shuiyuandong | 水源洞水电站 | 106.5771 | 24.3668 | 5.63 | 5.63 |  | 56.00 |  |  | 2007 | 22 |  |  | Canal |  |  |  |  | Chengbihe
1203 | Guangxi | Daxin | Shuolong I-III | 大新县硕龙梯级水电站 | 106.828 | 22.825 | 6.4 | 6.4 |  | 29.50 |  | -99 | 1986 | 45.48 |  |  | Canal |  |  |  |  | Heishuihe | [9 empty] | -99
1204 | Guangxi | Guilin | Sianjiang | 思安江水库电站工程 | 110.6061 | 25.2361 | 12 | 12 |  | 67.20 |  |  | 2006 | 22.2217 |  |  | Reservoir-storage |  |  |  |  | Songjiang
1205 | Guangxi | Guilin | Silong | 思陇水电站 | 109.7828 | 25.8649 | 18 | 18 |  | 13.60 |  |  | 2008 | 59 |  |  | Canal |  |  |  |  | Xunjiang
1206 | Guangxi | Hezhou | Sinian | 思乐水电站 | 111.0723 | 24.014 | 1.5 | 1.5 |  | 11.20 |  |  | 2011 | 5.25 |  |  | Canal |  |  |  |  | Jiulonghe
1207 | Guangxi | Wuzhou | Sitan | 四滩水电站 | 110.9094 | 22.7769 | 12.5 | 12.5 |  | 24.20 |  |  | 1992 | 45 |  |  | Reservoir-storage |  |  |  |  | Huanghuajiang
1208 | Guangxi | Guigang | Siwangfuchuan | 思旺福船电站 | 110.28 | 23.7569 | 3.6 | 3.6 |  | 39.00 |  |  | 1977 | 8.9 |  |  | Canal |  |  |  |  | Siwanghe
1209 | Guangxi | Hezhou | Siwei I | 四维一级水电站 | 111.1936 | 24.056 | 1.035 | 1.035 |  | 5.60 |  |  | 2011 | 3.37 |  |  | Reservoir-storage |  |  |  |  | Fuqunshui
1210 | Guangxi | Hezhou | Siwei II | 四维二级水电站 | 110.1806 | 24.0469 | 3.75 | 3.75 |  | 13.50 |  |  |  | 13.1 |  |  | Canal |  |  |  |  | Fuqunshui
1211 | Guangxi | Guilin | Sixiyuan | 四溪源水电站 | 110.9633 | 25.6806 | 1.5 | 1.5 |  | 160.00 |  |  | 2005 | 4.8563 |  |  | Canal |  |  |  |  | Jianjiang
1212 | Guangxi | Guilin | Sujiangjiang | 粟家江电站 | 110.3209 | 25.686 | 3.75 | 3.75 |  | 560.00 |  |  | 2006 | 12.3 |  |  | Canal |  |  |  |  | Xiaorongjiang
1213 | Guangxi | Liuzhou | Suoli | 所利水电站 | 109.1139 | 25.4066 | 3.2 | 3.2 |  | 275.00 |  |  | 2010 | 7.02 |  |  | Canal |  |  |  |  | Donglanghe
1214 | Guangxi | Bama | Suolue I | 所略水库-所略一级水电站 | 107.013 | 24.09 | 1.26 | 1.26 |  | 34 | 20 | -99 | 1995 | 3.78 | 0.34247 |  | Reservoir-storage |  |  | 3.05 | [11 empty] | -99
1215 | Guangxi | Hechi | Suolue II | 所略水库-所略二级水电站 | 107.1336 | 24.1686 | 5 | 5 |  | 127.00 |  |  | 1993 | 18.9 |  |  | Canal |  |  |  |  | Lingqihe
1216 | Guangxi | Hechi | Suolue III | 所略水库-所略三级水电站 | 107.1339 | 24.1703 | 3.2 | 3.2 |  | 80.00 |  |  | 2004 | 11.35 |  |  | Canal |  |  |  |  | Lingqihe
1217 | Guangxi | Hechi | Suolue IV | 所略水库-所略四级水电站 | 107.1611 | 24.1897 | 2.8 | 2.8 |  | 71.90 |  |  |  | 11 |  |  | Canal |  |  |  |  | Lingqihe
1218 | Guangxi | Guilin | Tandi | 滩底电站 | 109.8023 | 25.5254 | 2.1 | 2.1 |  | 30.00 |  |  | 2004 | 7.5329 |  |  | Canal |  |  |  |  | Sanmenhe
1219 | Guangxi | Guilin | Tangjiang | 塘江电站 | 110.0069 | 25.4581 | 2.52 | 2.52 |  | 280.00 |  |  | 2001 | 8 |  |  | Canal |  |  |  |  | Renhehe
1220 | Guangxi | Wuzhou | Tangwanhe | 塘湾河电站 | 111.4972 | 23.9804 | 3.47 | 3.47 |  | 15.00 |  |  | 2010 | 2.8182 |  |  | Canal |  |  |  |  | Donganjiang
1221 | Guangxi | Hechi | Tangxian | 塘仙水电站 | 107.3492 | 24.9428 | 8 | 8 |  | 46 |  |  | 2000 | 32.45 |  |  | Combined |  |  |  |  | Wuaihe
1222 | Guangxi | Guilin | Tanjiang | 潭江水电站 | 110.8537 | 26.2558 | 2.06 | 2.06 |  | 240.00 |  |  | 2004 | 7.8 |  |  | Canal |  |  |  |  | Lixi
1223 | Guangxi | Guilin | Taojianghe | 桃江河水电站 | 110.9526 | 24.6746 | 1 | 1 |  | 200.00 |  |  | 2000 | 2.05 |  |  | Canal |  |  |  |  | Lianhuahe
1224 | Guangxi | Guilin | Taoyuan | 桃源水电站 | 110.1714 | 25.5425 | 1.27 | 1.27 |  | 218.00 |  |  | 2009 | 2.18 |  |  | Canal |  |  |  |  | Gantangjiang
1225 | Guangxi | Yulin | Taoyuan | 桃源水库-水电站工程 | 110.5864 | 22.4756 | 2.4 | 2.4 |  | 92.00 |  |  | 1996 | 4.74 |  |  | Canal |  |  |  |  | Xinfenghe
1226 | Guangxi | Fangchenggang | Tianfeng | 田丰水电站 | 107.6575 | 21.6886 | 3.83 | 3.83 |  | 110.00 |  |  |  | 2.6351 |  |  | Canal |  |  |  |  | Beilunhe
1227 | Guangxi | Guilin | Tianhe | 天河电站 | 110.9677 | 25.3894 | 1 | 1 |  | 19.60 |  |  | 2003 | 3 |  |  | Canal |  |  |  |  | Niuwanhe
1228 | Guangxi | Guilin | Tianhe | 天河水电站 | 110.0547 | 26.0509 | 2.5 | 2.5 |  | 250.00 |  |  | 2002 | 14.1421 |  |  | Canal |  |  |  |  | Weijianghe
1229 | Guangxi | Quanzhou | Tianhu Stage 1 | 全州县天湖水电站一期 | 110.879 | 26.142 | 90 | 60 |  | 1073.00 |  |  | 1993 | 142.5 | 0.18075 | Operation partially | [5 empty] | Trib. Xiangjiang | [9 empty] | 34
1230 | Guangxi | Quanzhou | Tianhu Stage 2 | 全州县天湖水电站二期 | 110.879 | 26.142 | 90 | 30 |  | 1073.01 |  | -99 | 2013 | 185 | 0.23465 | [6 empty] | Trib. Xiangjiang | [9 empty] | 34
1231 | Guangxi | Xilin | Tianlin Baxin |  | 105.62 | 24.33 | 9 | 9 |  |  |  | -99 | [9 empty] | Tuoniangjiang | [9 empty] | -99
1232 | Guangxi | Tianlin | Tianlin Weimi |  | 104.69 | 24.29 | 16 | 16 |  |  |  | -99 | [19 empty] | -99
1233 | Guangxi | Guilin | Tianping | 天坪山电站 | 109.9118 | 25.6331 | 2 | 2 |  | 320.00 |  |  | 2002 | 6.5819 |  |  | Canal |  |  |  |  | Dadihe
1234 | Guangxi | Laibin | Tiantang | 天堂电站 | 110.3229 | 24.1923 | 1.89 | 1.89 |  | 60.00 |  |  | 2007 | 4.5 |  |  | Canal |  |  |  |  | Mengjiang
1235 | Guangxi | Guilin | Tianyan | 天延水电站 | 110.4308 | 25.5042 | 3.2 | 3.2 |  | 6.90 |  |  | 2000 | 7.5 |  |  | Reservoir-storage |  |  |  |  | Guijiang
1236 | Guangxi | Liuzhou | Tianyou | 天友水电站 | 109.1524 | 25.5437 | 4 | 4 |  | 173.90 |  |  | 2007 | 12.3675 |  |  | Canal |  |  |  |  | Gongdonghe
1237 | Guangxi | Guilin | Tianyuan | 天源水电站 | 110.8464 | 26.0603 | 1 | 1 |  | 500.00 |  |  | 2004 | 4.2853 |  |  | Canal |  |  |  |  | Shanchuanhe
1238 | Guangxi | Guilin | Tianyue | 天月水电站 | 110.8408 | 26.1106 | 1.26 | 1.26 |  | 328.00 |  |  | 1999 | 5.428 |  |  | Canal |  |  |  |  | Shanchuanhe
1239 | Guangxi | Guilin | Tianzhai | 田寨水电站 | 109.8481 | 25.8841 | 2.5 | 2.5 |  | 11.50 |  |  | 2004 | 9.2746 |  |  | Canal |  |  |  |  | Pingdenghe
1240 | Guangxi | Guilin | Tingjiangtou | 汀江头电站 | 110.2069 | 25.7056 | 1.2 | 1.2 |  | 210.00 |  |  | 2003 | 2.39 |  |  | Canal |  |  |  |  | Gantangjiang
1241 | Guangxi | Laibin | Tingling | 廷岭水电站 | 109.971 | 24.0059 | 5 | 5 |  | 24.00 |  |  | 2006 | 15 |  |  | Canal |  |  |  |  | Dishuihe
1242 | Guangxi | Guilin | Tongan | 同安水电站 | 111.0181 | 26.0246 | 1 | 1 |  | 118.00 |  |  | 1992 | 4.551 |  |  | Canal |  |  |  |  | Wanxianghe
1243 | Guangxi | Hechi | Tonggong | 同贡电站 | 107.3644 | 24.9046 | 12 | 12 |  | 99.00 |  |  | 1991 | 45.91 |  |  | Canal |  |  |  |  | Wuaihe
1244 | Guangxi | Guigang | Tonghe | 同和燕滩电站 | 110.5531 | 23.7742 | 3.75 | 3.75 |  | 10.20 |  |  | 1980 | 12.37 |  |  | Canal |  |  |  |  | Datongjiang
1245 | Guangxi | Guilin | Tongli | 同利水电站 | 110.5826 | 26.1603 | 2.52 | 2.52 |  | 140.00 |  |  | 2008 | 9.8 |  |  | Canal |  |  |  |  | Gualihe
1246 | Guangxi | Baise | Tongmei | 同梅水电站 | 107.3282 | 23.4232 | 6 | 6 |  | 33.00 |  |  | 2006 | 10.5 |  |  | Canal |  |  |  |  | Gurongjiang
1247 | Guangxi | Guilin | Tongmu | 桐木水电站 | 110.0676 | 25.748 | 1 | 1 |  | 300.00 |  |  | 2005 | 3.2446 |  |  | Canal |  |  |  |  | Hepinghe
1248 | Guangxi | Guilin | Tongmujiang | 桐木江水电站 | 110.5517 | 26.1364 | 1.6 | 1.6 |  | 388.00 |  |  | 2005 | 6.08 |  |  | Canal |  |  |  |  | Gualihe
1249 | Guangxi | Guilin | Tongyouping | 桐油坪水电站 | 111.1289 | 24.8771 | 1.2 | 1.2 |  | 220.00 |  |  | 2007 | 3.7 |  |  | Canal |  |  |  |  | Gongchenghe
1250 | Guangxi | Guilin | Tongziwan | 桐子湾水电站 | 110.6707 | 25.052 | 1.5 | 1.5 |  | 350.00 |  |  | 2002 | 5.5 |  |  | Canal |  |  |  |  | Xilinghe
1251 | Guangxi | Guilin | Toubagou | 头坝沟电站 | 111.0927 | 25.4939 | 1 | 1 |  | 129.00 |  |  | 2004 | 3 |  |  | Canal |  |  |  |  | Shaluoyuanhe
1252 | Guangxi | Nanning | Toutang | 头塘电站 | 107.9706 | 23.1317 | 2.94 | 2.94 |  | 4.20 |  |  | 2003 | 4.5 |  |  | Reservoir-storage |  |  |  |  | Wuminghe
1253 | Guangxi | Liuzhou | Tuanjie | 团结水电站 | 109.69 | 25.68 | 1.26 | 1.26 |  | 15 |  |  | 1970 | 1.36 |  |  | Reservoir-storage |  |  |  |  | Sijiahe
1254 | Guangxi | Lipu | Tuojiang |  | 110.42 | 24.63 | 12 | 12 |  |  |  | -99 | [19 empty] | -99
1255 | Guangxi | Tianlin | Wacun | 瓦村水电站 | 105.97 | 24.17 | 230 | 230 |  | 76 |  | 103 | 2010 | 690 | 0.34247 |  | Reservoir-storage |  |  |  |  | Yujiang |  |  | Pearl | [6 empty] | -99
1256 | Guangxi | Wuzhou | Wangcun | 旺村水利枢纽-水电站工程 | 111.2327 | 23.5326 | 49 | 49 |  | 9.30 |  |  |  | 237 |  |  | Reservoir-storage |  |  |  |  | Guijiang
1257 | Guangxi | Wuzhou | Wanglong | 旺龙电站 | 111.1888 | 23.7957 | 4.46 | 4.46 |  | 26.00 |  |  |  | 12.5 |  |  | Canal |  |  |  |  | Longjiang
1258 | Guangxi | Hezhou | Wangping | 旺坪水电站 | 111.0555 | 23.8709 | 4.8 | 4.8 |  | 4.8 |  |  | 1979 | 21.6 |  |  | Reservoir-storage |  |  |  |  | Fuqunshui
1259 | Guangxi | Baise | Wangtun | 旺屯水电站 | 106.7369 | 23.2522 | 3 | 3 |  | 3 |  |  | 2011 | 11.09 |  |  | Canal |  |  |  |  | Tonghuaihe
1260 | Guangxi | Nanning | Wangyuan | 旺源水电站 | 108.5196 | 23.4723 | 1.26 | 1.26 |  | 303.00 |  |  | 1991 | 3.5 |  |  | Canal |  |  |  |  | Qingshuihe
1261 | Guangxi | Chongzuo | Weida | 威达水电站 | 106.7272 | 22.9435 | 1.35 | 1.35 |  | 4.00 |  |  | 2005 | 5.5 |  |  | Reservoir-storage |  |  |  |  | Xialeihe
1262 | Guangxi | Xilin | Weihou | 驮娘江威后水电站 | 105.2 | 24.2699 | 32 | 32 | 105 | 93.3 |  | 37 | 2006 | 148.8 | 0.53082 |  | Reservoir-storage |  |  | 45 |  | Tuoniangjiang |  |  | Pearl
1263 | Guangxi | Baise | Weihou | 威后水库-水电站工程 | 105.2203 | 24.4399 | 32 | 32 |  | 76.50 |  |  | 2007 | 116.9996 |  |  | Canal |  |  |  |  | Yujiang
1264 | Guangxi | Baise | Weimi | 渭密水库-水电站工程 | 105.6929 | 24.2912 | 16 | 16 |  | 22.00 |  |  | 2006 | 51.8217 |  |  | Canal |  |  |  |  | Yujiang
1265 | Guangxi | Hechi | Weixin | 围新水电站 | 108.2838 | 24.5745 | 1 | 1 |  | 27.00 |  |  | 1996 | 5 |  |  | Reservoir-storage |  |  |  |  | Tunchaohe
1266 | Guangxi | Yulin | Wenlong | 文龙水电站 | 110.355 | 22.3336 | 2.6 | 2.6 |  | 74.00 |  |  | 1974 | 5.08 |  |  | Canal |  |  |  |  | Liumahe
1267 | Guangxi | Guilin | Wenqiaoshuangjiangyuan | 文桥双江源水电站 | 111.11 | 26.1839 | 1.5 | 1.5 |  | 12.00 |  |  | 2004 | 7.7499 |  |  | Reservoir-storage |  |  |  |  | Yixianghe
1268 | Guangxi | Liuzhou | Wenzhi II | 支文二级水电站 | 108.8442 | 25.3076 | 1 | 1 |  | 100.80 |  |  | 2005 | 2.58 |  |  | Combined |  |  |  |  | Pingdonghe
1269 | Guangxi | Nanning | Wucun | 五村水库—水电站工程 | 108.63 | 23.32 | 1.26 | 1.26 |  | 230 |  |  | 1981 | 3.1 |  |  | Canal |  |  |  |  | Tinglianghe
1270 | Guangxi | Guilin | Wufu | 五福水电站 | 110.8542 | 25.1074 | 1.26 | 1.26 |  | 321.00 |  |  | 2000 | 4.5 |  |  | Canal |  |  |  |  | Limuhe
1271 | Guangxi | Guilin | Wufu | 五福水库－五福水电站 | 110.8306 | 25.9878 | 2 | 2 |  | 68.00 |  |  | 1980 | 7.92 |  |  | Canal |  |  |  |  | Changxianghe
1272 | Guangxi | Guilin | Wujiayao | 五加瑶电站 | 110.591 | 24.9549 | 1.5 | 1.5 |  | 150.00 |  |  | 2005 | 2.8 |  |  | Canal |  |  |  |  | Xingfuyuanjiang
1273 | Guangxi | Guilin | Wuliping | 五里坪水电站 | 111.076 | 25.9319 | 3.2 | 3.2 |  | 24.50 |  |  | 1969 | 10.73 |  |  | Canal |  |  |  |  | Guanjiang
1274 | Guangxi | Guilin | Wulixia | 五里峡水库-五里峡电站 | 110.7547 | 25.5917 | 6.4 | 6.4 |  | 30.00 |  |  | 1993 | 19.84 |  |  | Reservoir-storage |  |  |  |  | Mochuanhe
1275 | Guangxi | Guilin | Wushijiang | 乌石江电站 | 111.0821 | 25.581 | 1 | 1 |  | 270.00 |  |  | 2006 | 2 |  |  | Canal |  |  |  |  | Guanjiang
1276 | Guangxi | Guilin | Wushijiang | 乌石江电站 | 110.3066 | 25.7286 | 2 | 2 |  | 493.00 |  |  | 2007 | 6.6 |  |  | Canal |  |  |  |  | Xiaorongjiang
1277 | Guangxi | Guigang | Wusijiang | 武思江水库-武思江坝首电站 | 109.6599 | 22.7369 | 2.42 | 2.42 |  | 7.50 |  |  | 1981 | 7 |  |  | Reservoir-storage |  |  |  |  | Wusijiang
1278 | Guangxi | Liuzhou | Wuxi | 乌昔水电站 | 108.7353 | 25.4511 | 5.2 | 5.2 |  | 225.00 |  |  | 2004 | 17.3 |  |  | Canal |  |  |  |  | Zaigehe
1279 | Guangxi | Hezhou | Wuyangshan | 乌羊山电站 | 111.4125 | 24.6608 | 1.6 | 1.6 |  | 171.00 |  |  | 1990 | 4.57 |  |  | Canal |  |  |  |  | Baishahe
1280 | Guangxi | Zhaoping | Xiafu | 下福水电站 | 110.25 | 23.47 | 49.5 | 49.5 |  | 9.5 |  | 30 | 2006 | 201 | 0.46354 |  | Run-of-river |  |  |  |  | Guijiang | [9 empty] | -99
1281 | Guangxi | Yulin | Xiahe | 下河电站 | 110.4753 | 23.0204 | 0.95 | 0.95 |  | 48.00 |  |  | 1971 | 2.52 |  |  | Canal |  |  |  |  | Songshanhe
1282 | Guangxi | Guilin | Xiahua | 下花电站 | 109.8826 | 25.6846 | 1.66 | 1.66 |  | 75.00 |  |  | 2004 | 6.377 |  |  | Canal |  |  |  |  | Dadihe
1283 | Guangxi | Baise | Xiajiakuojian | 下甲扩建水电站 | 106.6294 | 24.2973 | 2.4 | 2.4 |  | 14.50 |  |  |  | 8.9682 |  |  | Canal |  |  |  |  | Chengbihe
1284 | Guangxi | Daxin | Xialei | 大新县下雷水电站 | 107.101 | 22.68 | 12.5 | 12.5 |  |  |  | -99 | 2012 | [8 empty] | Heishuihe | [9 empty] | -99
1285 | Guangxi | Laibin | Xialiujia | 下六甲电站 | 110.0216 | 24.0125 | 20 | 20 |  | 120.00 |  |  | 2006 | 73.62 |  |  | Canal |  |  |  |  | Yunjiang
1286 | Guangxi | Guilin | Xiandong | 仙洞电站 | 109.9901 | 26.1726 | 3.15 | 3.15 |  | 300.00 |  |  | 2006 | 8 |  |  | Canal |  |  |  |  | Pingdenghe
1287 | Guangxi | Guilin | Xiandong III | 仙洞三级水电站 | 109.9714 | 26.1494 | 1.89 | 1.89 |  | 300.00 |  |  | 2008 | 4 |  |  | Canal |  |  |  |  | Pingdenghe
1288 | Guangxi | Chongzuo | Xianfeng | 先锋水电站 | 107.2628 | 22.3494 | 17.6 | 17.6 |  | 4.00 |  |  | 2005 | 74.41 |  |  | Canal |  |  |  |  | Zuojiang
1289 | Guangxi | Guilin | Xiangguiliyutang | 湘桂鲤鱼塘水电站 | 110.2773 | 25.953 | 1.89 | 1.89 |  | 23.80 |  |  |  | 6.5 |  |  | Canal |  |  |  |  | Xunjiang
1290 | Guangxi | Liuzhou | Xiangshui | 响水电站 | 109.6967 | 24.7157 | 1.2 | 1.2 |  | 25.00 |  |  | 1968 | 2.8 |  |  | Canal |  |  |  |  | Zhongdonghe
1291 | Guangxi | Liuzhou | Xiangshuidong | 响水洞水电站 | 108.8732 | 25.4778 | 10 | 10 |  | 470.00 | [6 empty] | Combined |  |  |  |  | Danianhe
1292 | Guangxi | Guilin | Xiangyuan | 祥源水电站 | 110.8364 | 26.2519 | 1.63 | 1.63 |  | 89.00 |  |  | 2006 | 5.168 |  |  | Canal |  |  |  |  | Lixi
1293 | Guangxi | Nanning | Xianhu | 武鸣县仙湖水电站 | 108.0773 | 23.3773 | 1.3 | 1.3 |  | 12.00 |  |  | 2007 | 3.5 |  |  | Combined |  |  |  |  | Xianhuhe
1294 | Guangxi | Nanning | Xianju | 仙居电站 | 108.417 | 23.4302 | 2.9 | 2.9 |  | 120.00 |  |  | 1997 | 8.1 |  |  | Canal |  |  |  |  | Liangjianghe
1295 | Guangxi | Guilin | Xianli | 显里电站 | 110.7485 | 25.3649 | 1.89 | 1.89 |  | 165.00 |  |  | 2009 | 5.52 |  |  | Canal |  |  |  |  | Mochuanhe
1296 | Guangxi | Guilin | Xianshuitiji | 咸水梯级水电站 | 110.7649 | 26.1755 | 2 | 2 |  | 90.00 |  |  | 2006 | 7.6 |  |  | Canal |  |  |  |  | Xianshuikouhe
1297 | Guangxi | Guigang | Xianyitan | 贵港市仙衣（依）航运枢纽 | 109.57 | 23.06 | 120 | 120 | 8.5 |  |  | 12.8 | 1999 |  |  |  | Run-of-river |  |  |  |  | Yujiang | [9 empty] | -99
1298 | Guangxi | Yulin | Xiaodong | 小垌电站 | 110.2825 | 22.9137 | 1 | 1 |  | 133 |  |  | 1980 | 3.07 |  |  | Canal |  |  |  |  | Siluohe
1299 | Guangxi | Baise | Xiaodong | 小洞水电站 | 106.4966 | 24.5071 | 1.89 | 1.89 |  | 164.00 |  |  | 2002 | 10.6 |  |  | Canal |  |  |  |  | Buliuhe
1300 | Guangxi | Fangchenggang | Xiaofeng | 小峰水库-水电站工程 | 108.0428 | 21.7806 | 1.6 | 1.6 |  | 42.00 |  |  | 1992 | 6.1765 |  |  | Reservoir-storage |  |  |  |  | Fangchenghe
1301 | Guangxi | Liuzhou | Xiaohe | 小河水电站 | 108.7242 | 25.514 | 1.89 | 1.89 |  | 191.00 |  |  | 2005 | 5.38 |  |  | Canal |  |  |  |  | Zaigehe
1302 | Guangxi | Guilin | Xiaohe | 小河江电站 | 110.823 | 25.2687 | 2 | 2 |  | 168.00 |  |  | 2004 | 4.7689 |  |  | Canal |  |  |  |  | Guanjiang
1303 | Guangxi | Baise | Xiaohe II | 小河二级水电站 | 105.1164 | 24.7061 | 1 | 1 |  | 84.00 |  |  | 1981 | 2.24 |  |  | Canal |  |  |  |  | Guabaihe
1304 | Guangxi | Lingshan | Xiaojiang | 灵山县小江水电站 | 109.19 | 21.99 | 2.4 | 2.4 |  | 7.4 |  | 40 | 1960 | 6.6 |  |  | Combined | 906 | 29 | 24.87 | WaterGAP | Xiaojianghe | [5 empty] | 29.49 |  |  |  | 1000 |  | 1000 |  | 33.9 | 127.5 | 45 |  | 0 | 0
1305 | Guangxi | Chongzuo | Xiaoliancheng | 小连城电站 | 106.8264 | 22.3492 | 2.41 | 2.41 |  | 5.00 |  |  | 1974 | 9 |  |  | Reservoir-storage |  |  |  |  | Shuikouhe
1306 | Guangxi | Guilin | Xiaolong | 小龙电站 | 111.0885 | 25.5612 | 2.16 | 2.16 |  | 380.00 |  |  | 2010 | 1.5 |  |  | Canal |  |  |  |  | Guanjiang
1307 | Guangxi | Guilin | Xiaoqaiotou | 小桥头电站 | 110.1594 | 25.6353 | 1.6 | 1.6 |  | 260.00 |  |  | 2003 | 6 |  |  | Canal |  |  |  |  | Lantianhe
1308 | Guangxi | Guilin | Xiaoshuijiang | 小水江水电站 | 110.5989 | 26.1698 | 1.89 | 1.89 |  | 38.00 |  |  | 2008 | 7.56 |  |  | Canal |  |  |  |  | Gualihe
1309 | Guangxi | Baise | Xiaoya | 小牙水电站 | 106.4083 | 23.7325 | 1.5 | 1.5 |  | 155.85 |  |  | 2005 | 6.6 |  |  | Canal |  |  |  |  | Baisuihe
1310 | Guangxi | Baise | Xiaoyang | 小洋水库-水电站工程 | 106.2334 | 23.9094 | 3.75 | 3.75 |  | 95.00 |  |  |  | 11.69 |  |  | Canal |  |  |  |  | Baikanghe
1311 | Guangxi | Liuzhou | Xiaoyangdong | 小洋洞水电站 | 108.8907 | 25.2844 | 1.76 | 1.76 |  | 95.00 |  |  | 2005 | 2.03 |  |  | Canal |  |  |  |  | Pingdonghe
1312 | Guangxi | Guilin | Xiaoyuanli | 小源里水电站 | 110.9669 | 26.1864 | 1.5 | 1.5 |  | 186.00 |  |  | 1998 | 6.5 |  |  | Canal |  |  |  |  | Gedongyuan
1313 | Guangxi | Guilin | Xiapao | 下泡电站 | 111.2189 | 25.5657 | 1 | 1 |  | 77.00 |  |  |  | 0 |  |  | Canal |  |  |  |  | Shuichejiang
1314 | Guangxi | Nandan | Xiaqiao | 龙江下桥水电站 | 107.52 | 24.55 | 50 | 50 |  | 43.50 | 19 | 68.5 | 2006 | 197 | 0.44977 |  | Canal |  |  | 109 |  | Trib. Longjiang |  |  | Pearl | [6 empty] | -99
1315 | Guangxi | Guilin | Xiashan | 峻山水库-水电站工程 | 110.7698 | 24.9761 | 9.2 | 9.2 |  | 32.00 |  |  | 1981 | 24.12 |  |  | Combined |  |  |  |  | Xilinghe
1316 | Guangxi | Liuzhou | Xiatouping | 下头坪水电站 | 108.8463 | 25.4503 | 0.89 | 0.89 |  | 92.00 |  |  | 2005 | 1.83 |  |  | Canal |  |  |  |  | Danianhe
1317 | Guangxi | Guilin | Xiawangjia | 下王家电站 | 110.3935 | 25.7365 | 4.8 | 4.8 |  | 440.00 |  |  | 2006 | 16.1 |  |  | Canal |  |  |  |  | Chuanjiang
1318 | Guangxi | Hezhou | Xiaxian | 下咸水库-电站工程 | 111.8799 | 24.7072 | 1.6 | 1.6 |  | 85.00 |  |  | 2007 | 3.771 |  |  | Combined |  |  |  |  | Lianhuahe
1319 | Guangxi | Hechi | Xiaxiang | 下湘水电站 | 108.2177 | 24.7849 | 9.6 | 9.6 |  | 13.20 |  |  | 2000 | 25 |  |  | Reservoir-storage |  |  |  |  | Dahuanjiang
1320 | Guangxi | Hengxian | Xijin | 西津水电站 | 109.24 | 22.65 | 242 | 242 |  | 14.30 |  | 41 | 1964 | 1090 | 0.51417 |  | Reservoir-storage | 80084 | 67 | 1372.3 | WaterGAP | Yujiang |  |  | Pearl |  |  | 66.54 | 370 |  |  | 3000 |  | 3000 |  | 45.1 | 6.9 | 48 |  | 0 | 0
1321 | Guangxi | Longsheng | Xinglong | 兴隆电站 | 110.1046 | 25.8721 | 10.8 | 10.8 |  | 18.50 |  |  | 2010 | 42.5856 |  |  | Canal |  |  |  |  | Xunjiang
1322 | Guangxi | Mengshan | Xingupai |  | 110.48 | 24.23 | 10 | 10 |  |  |  | -99 | [9 empty] | Mengshanhe | [9 empty] | -99
1323 | Guangxi | Chongzuo | Xinhe | 新和水电站 | 107.2025 | 22.5881 | 5.35 | 5.35 |  | 10.70 |  |  | 1986 | 18.73 |  |  | Canal |  |  |  |  | Heishuihe
1324 | Guangxi | Laibin | Xinhuiyuan Co. | 来宾鑫汇源水电有限责任公司水电站 | 109.1569 | 23.7041 | 3.6 | 3.6 |  | 23.00 |  |  | 2007 | 18.22 |  |  | Canal |  |  |  |  | Xijiang
1325 | Guangxi | Wuzhou | Xinjian | 新建电站 | 111.5069 | 24.0326 | 6.9 | 6.9 |  | 28.50 |  |  | 2008 | 6.5386 |  |  | Reservoir-storage |  |  |  |  | Donganjiang
1326 | Guangxi | Chongzuo | Xinjun | 新钧水电站 | 107.0762 | 22.7228 | 1.32 | 1.32 |  | 1.32 |  |  | 2007 | 4.5 |  |  | Canal |  |  |  |  | Xiangshuihe
1327 | Guangxi | Wuzhou | Xinkupai | 新古排电站 | 110.487 | 24.2278 | 9 | 9 |  | 78.00 |  |  |  | 33.42 |  |  | Canal |  |  |  |  | Mengjiang
1328 | Guangxi | Baise | Xinmeida | 新梅达水电站 | 105.4004 | 24.6841 | 4 | 4 |  | 76.00 |  |  | 2000 | 19.69 |  |  | Canal |  |  |  |  | Xinzhouhe-Lengshuihe
1329 | Guangxi | Baise | Xinming | 新明水电站 | 106.9433 | 23.3589 | 3.75 | 3.75 |  | 9.20 |  |  | 2008 | 16.7788 |  |  | Reservoir-storage |  |  |  |  | Longxuhe
1330 | Guangxi | Hechi | Xinnali | 新纳力水电站 | 107.14 | 25.5646 | 25.5 | 25.5 |  | 36.00 |  |  | 2008 | 77.93 |  |  | Combined |  |  |  |  | Caodonghe
1331 | Guangxi | Guilin | Xinpingjiang | 新平江电站 | 110.2539 | 25.7136 | 1.9 | 1.9 |  | 170.00 |  |  | 2004 | 4.16 |  |  | Canal |  |  |  |  | Gantangjiang
1332 | Guangxi | Guilin | Xintian | 新田水电站 | 110.5643 | 25.9103 | 3.15 | 3.15 |  | 300.00 |  |  | 2004 | 12.6 |  |  | Canal |  |  |  |  | Fuyishui
1333 | Guangxi | Guilin | Xinwen | 新文电站 | 110.2732 | 25.7726 | 1.6 | 1.6 |  | 360.00 |  |  | 2004 | 5.24 |  |  | Canal |  |  |  |  | Xiaorongjiang
1334 | Guangxi | Hezhou | Xinyuan | 新源电站 | 111.1767 | 24.9725 | 1.26 | 1.26 |  | 471.98 |  |  | 2008 | 2.2642 |  |  | Canal |  |  |  |  | Hejiang
1335 | Guangxi | Guilin | Xinyuan | 新元电站 | 109.9474 | 26.1089 | 1.89 | 1.89 |  | 330.00 |  |  | 2003 | 3.6522 |  |  | Canal |  |  |  |  | Pingdenghe
1336 | Guangxi | Baise | Xinzhouhekou | 新州河口水电站 | 105.4812 | 24.8167 | 3.75 | 3.75 |  | 27.00 |  |  |  | 20.36 |  |  | Canal |  |  |  |  | Xinzhouhe-Lengshuihe
1337 | Guangxi | Guilin | Xunyuan | 浔源水电站 | 110.4027 | 25.9369 | 1.89 | 1.89 |  | 348.00 |  |  | 2006 | 7.5 |  |  | Canal |  |  |  |  | Dawanhe
1338 | Guangxi | Guilin | Xuyuan | 徐源电站 | 111.0956 | 25.5346 | 2.5 | 2.5 |  | 240.00 |  |  | 1994 | 12.38 |  |  | Canal |  |  |  |  | Dayuanjiang
1339 | Guangxi | Guilin | Yangjiaqiao | 杨家桥水电站 | 109.9395 | 25.7014 | 8 | 8 |  | 175.00 |  |  | 2011 | 14.63 |  |  | Canal |  |  |  |  | Pingzhaihe
1340 | Guangxi | Guilin | Yangliujiang | 杨柳江电站 | 110.3287 | 25.7209 | 1.32 | 1.32 |  | 295.00 |  |  | 2006 | 4.22 |  |  | Canal |  |  |  |  | Xiaorongjiang
1341 | Guangxi | Guilin | Yangliujiang | 杨柳江电站 | 111.0461 | 25.599 | 1.35 | 1.35 |  | 100.00 |  |  | 2011 | 1.1919 |  |  | Canal |  |  |  |  | Guanjiang
1342 | Guangxi | Guilin | Yangmeichong | 杨梅冲水电站 | 110.4258 | 25.9396 | 1.26 | 1.26 |  | 270.00 |  |  | 2006 | 5 |  |  | Canal |  |  |  |  | Dawanhe
1343 | Guangxi | Hezhou | Yangniuping | 养牛坪水库-电站工程 | 111.7179 | 24.5309 | 1.89 | 1.89 |  | 255.00 |  |  | 2006 | 4.93 |  |  | Combined |  |  |  |  | Huangdonghe
1344 | Guangxi | Hezhou | Yangtou | 平桂管理区羊头镇羊头水电站 | 111.3908 | 24.4817 | 0.8 | 0.8 |  | 4.00 |  |  | 1969 | 4 |  |  | Reservoir-storage |  |  |  |  | Hejiang
1345 | Guangxi | Guilin | Yanjing | 炎井水电站 | 110.9612 | 26.3225 | 1.5 | 1.5 |  | 200.00 |  |  | 2002 | 4.3757 |  |  | Canal |  |  |  |  | Yixianghe
1346 | Guangxi | Baise | Yanke | 岩可水电站 | 105.3466 | 24.7622 | 1.8 | 1.8 |  | 80.00 |  |  | 2006 | 1.57 |  |  | Canal |  |  |  |  | Xinzhouhe-Lengshuihe
1347 | Guangxi | Baise | Yanlao | 岩老水电站 | 106.8279 | 23.9763 | 1.2 | 1.2 |  | 27.50 |  |  | 2008 | 2.5 |  |  | Canal |  |  |  |  | Huangsangjiang
1348 | Guangxi | Dahuayao | Yantan Stage 1 | 岩滩电站一期 | 107.51 | 24.04 | 1810 | 1210 | 68.5 | 59.4 | 37 | 110 | 1995 | 8450 | 0.53293 |  | Reservoir-storage | 101893 | 85 | 1793 | WaterGAP | Hongshuihe |  |  | Pearl |  | 1995 | 85.09 | 121 |  |  | 2610 |  | 2610 | 2430 | 30.7 | 4.6 | 239 |  | 0 | 0
1349 | Guangxi | Dahuayao | Yantan Stage 2 | 岩滩电站二期 | 107.51 | 24.04 | 1810 | 600 | 68.5 | 59.4 | 37 | 110 | 2013 | 7547 | 0.47598 |  | Reservoir-storage | 101893 | 85 | 1793 | WaterGAP | Hongshuihe |  |  | Pearl |  | 1995 | 85.09 | 121 |  |  | 2610 |  | 2610 | 2430 | 30.7 | 4.6 | 239 |  | 0 | 0
1350 | Guangxi | Longzhou | Yashui | 龙州县鸭水水电站 | 106.854 | 22.1815 | 3.75 | 3.75 | 10.2 |  |  | -99 | 1977 | 7.7 | 0.2344 |  |  |  |  | 15.6 | [11 empty] | -99
1351 | Guangxi | Yizhou | Yemao | 叶茂水电站 | 108.554 | 24.53 | 37.5 | 37.5 |  | 723 |  | 28.5 | 1997 | 187.5 | 0.57078 |  | Canal |  |  | 295 |  | Longjianghe | [9 empty] | 107
1352 | Guangxi | Guilin | Yidujiang | 一渡江水电站 | 110.81 | 26.12 | 0.64 | 0.64 |  | 320 |  |  | 2002 | 2.6029 |  |  | Canal |  |  |  |  | Shanchuanhe
1353 | Guangxi | Laibin | Yonghe | 永和电站 | 110.2768 | 24.1863 | 1.25 | 1.25 |  | 68.00 |  |  | 2006 | 4.2 |  |  | Canal |  |  |  |  | Lipuhe
1354 | Guangxi | Guilin | Yonghong | 永红水电站 | 110.8406 | 26.0647 | 3.2 | 3.2 |  | 165.00 |  |  | 1975 | 14.18 |  |  | Canal |  |  |  |  | Shanchuanhe
1355 | Guangxi | Ziyuan | Yongjiang Cascade |  | 110.55 | 25.93 | 14 | 14 |  |  |  | -99 | [19 empty] | -99
1356 | Guangxi | Hechi | Yongle | 永乐水电站 | 108.0597 | 24.3941 | 2.4 | 2.4 |  | 12.50 |  |  | 1971 | 9.7 |  |  | Reservoir-storage |  |  |  |  | Diaojiang
1357 | Guangxi | Qingxiu | Yongning | 南宁市邕宁水利枢纽工程 | 108.447 | 22.814 | 57.6 | 57.6 | 4.41 |  |  | -99 | 2018 | 220.6 | 0.4372 | [6 empty] | Yongjiang | [9 empty] | -99
1358 | Guangxi | Hechi | Youanlagao | 佑岸拉稿电站 | 108.4437 | 24.8136 | 6 | 6 |  | 12.50 |  |  |  | 15.28 |  |  | Reservoir-storage |  |  |  |  | Xiaohuanjiang
1359 | Guangxi | Guilin | Yuanheping I | 元和坪一级电站 | 110.5715 | 24.9826 | 1.89 | 1.89 |  | 150.00 |  |  | 2005 | 3.5 |  |  | Canal |  |  |  |  | Xingpinghe
1360 | Guangxi | Guilin | Yuantou | 源头水电站 | 110.3684 | 25.8715 | 1.26 | 1.26 |  | 226.00 |  |  | 2005 | 5.04 |  |  | Canal |  |  |  |  | Tangdonghe
1361 | Guangxi | Guilin | Yuanyuan | 源源水电站 | 110.6463 | 26.3077 | 1.26 | 1.26 |  | 96.00 |  |  | 2003 | 5.2 |  |  | Canal |  |  |  |  | Zijiang
1362 | Guangxi | Guilin | Yubiyuan | 玉陛源水电站 | 111.0703 | 26.3211 | 1.89 | 1.89 |  | 200.00 |  |  | 2007 | 7.77 |  |  | Canal |  |  |  |  | Wenqiaoyuan
1363 | Guangxi | Guilin | Yueli | 月里江水库-月里江电站 | 110.3967 | 25.7151 | 2.5 | 2.5 |  | 480.00 |  |  | 2005 | 7.75 |  |  | Canal |  |  |  |  | Chuanjiang
1364 | Guangxi | Baise | Yuexu | 岳圩水库-水电站工程 | 106.5004 | 22.9737 | 7.65 | 7.65 |  | 21.00 |  |  | 2007 | 28.24 |  |  | Canal |  |  |  |  | Heishuihe
1365 | Guangxi | Tiandong | Yuliang | 鱼梁航运枢纽 | 107.11 | 23.34 | 60 | 60 |  | 7 |  | 34 | 2012 | 231 | 0.4395 |  | Reservoir-storage |  |  |  |  | Youjiang |  |  | Pearl | [6 empty] | 611
1366 | Guangxi | Nanning | Yunchuanlongyun | 云川龙运电站 | 108.448 | 23.3954 | 1.27 | 1.27 |  | 30.00 |  |  | 1980 | 2.4 |  |  | Canal |  |  |  |  | Yunchuanhe
1367 | Guangxi | Baise | Yunhe | 云河水电站 | 106.7153 | 23.2389 | 3.75 | 3.75 |  | 88.00 |  |  | 2007 | 17.43 |  |  | Canal |  |  |  |  | Tonghuaihe
1368 | Guangxi | Baise | Yunlin | 云林水电站 | 107.1921 | 23.3782 | 1.5 | 1.5 |  | 12.00 |  |  | 2011 | 3.1 |  |  | Canal |  |  |  |  | Gurongjiang
1369 | Guangxi | Hezhou | Yuntengdu | 云腾渡水库-电站工程 | 111.7483 | 24.0235 | 4.32 | 4.32 |  | 3.30 |  |  | 1982 | 22.94 |  |  | Reservoir-storage |  |  |  |  | Hejiang
1370 | Guangxi | Guilin | Zamuping | 杂木坪水电站 | 110.6119 | 26.2534 | 1.45 | 1.45 |  | 200.00 |  |  | 2006 | 5.5 |  |  | Canal |  |  |  |  | Zijiang
1371 | Guangxi | Hechi | Zhaiya | 砦牙电站 | 107.2106 | 24.7237 | 3 | 3 |  | 35.00 |  |  | 2009 | 10.98 |  |  | Canal |  |  |  |  | Dalahe
1372 | Guangxi | Guilin | Zhangjia | 张家水电站 | 110.5071 | 26.0651 | 1 | 1 |  | 22.00 |  |  | 2007 | 4 |  |  | Canal |  |  |  |  | Xunjiang
1373 | Guangxi | Guilin | Zhangmujiang | 樟木江水电站 | 110.7631 | 26.2373 | 1 | 1 |  | 85.00 |  |  | 2000 | 4.5 |  |  | Canal |  |  |  |  | Fuyishui
1374 | Guangxi | Yulin | Zhangmutan | 樟木滩电站 | 110.7593 | 22.6374 | 0.8 | 0.8 |  | 7.50 |  |  | 2007 | 3.6525 |  |  | Reservoir-storage |  |  |  |  | Yangcunhe
1375 | Guangxi | Zhaoping | Zhapoing | 昭平水电站 | 110.822 | 24.224 | 63 | 63 | 20 | 15.70 |  | 39.5 | 1995 | 230 | 0.41676 |  | Reservoir-storage |  |  |  |  | Guijiang |  |  | Xijiang | [6 empty] | -99
1376 | Guangxi | Longjin | Zheai I | 隆林县冷水河者隘一级 | 105.416 | 24.58 | 3 | 3 | 71 |  |  | -99 | 1988 | [6 empty] | 5.8 | [11 empty] | -99
1377 | Guangxi | Longjin | Zheai II | 隆林县冷水河者隘二级 | 105.416 | 24.58 | 1 | 1 | 24 |  |  | -99 | 1988 | [6 empty] | 5.8 | [11 empty] | -99
1378 | Guangxi | Xilin | Zhejia | 驮娘江者甲水电站 | 105.31 | 24.276 | 5 | 5 | 16 |  |  | 21 | 2005 | 23.25 |  |  | Canal |  |  | 48 |  | Tuoniangjiang |  |  | Pearl
1379 | Guangxi | Guilin | Zhengfeng | 正峰电站 | 110.4705 | 25.8811 | 3.3 | 3.3 |  | 380.00 |  |  | 2000 | 10.9 |  |  | Canal |  |  |  |  | Liudonghe
1380 | Guangxi | Guilin | Zhengyang | 正阳水电站 | 110.4241 | 26.0286 | 1.89 | 1.89 |  | 81.00 |  |  | 2006 | 7.56 |  |  | Canal |  |  |  |  | Muchangshui
1381 | Guangxi | Guilin | Zhengyuanchong | 正源冲水电站 | 110.7866 | 26.1761 | 1.89 | 1.89 |  | 210.00 |  |  | 2003 | 7.56 |  |  | Canal |  |  |  |  | Xianshuikouhe
1382 | Guangxi | Guilin | Zhongfengtongmujiang | 中峰桐木江水电站 | 110.4989 | 25.899 | 2.39 | 2.39 |  | 330.00 |  |  | 2008 | 9.1 |  |  | Canal |  |  |  |  | Fuyishui
1383 | Guangxi | Chongzuo | Zhongjuntan | 中军潭水电站 | 107.1062 | 22.6596 | 8.5 | 8.5 |  | 12.5 |  |  | 1992 | 46.8 |  |  | Canal |  |  |  |  | Heishuihe
1384 | Guangxi | Guilin | Zhonglong | 中龙电站 | 109.802 | 25.3975 | 1.51 | 1.51 |  | 22.00 |  |  | 2010 | 2.4487 |  |  | Canal |  |  |  |  | Xihe
1385 | Guangxi | Laibin | Zhongping | 中平水电站 | 109.971 | 24.0059 | 5 | 5 |  | 24.00 |  |  | 2006 | 15 |  |  | Canal |  |  |  |  | Dishuihe
1386 | Guangxi | Hechi | Zhongshan | 中山水电站 | 108.2627 | 24.9117 | 5.7 | 5.7 |  | 6.50 |  |  | 2007 | 6 |  |  | Reservoir-storage |  |  |  |  | Dahuanjiang
1387 | Guangxi | Guigang | Zhongtang | 中塘水库—水电站工程 | 109.2854 | 23.1621 | 1.25 | 1.25 |  | 185 |  |  | 1980 | 4 |  |  | Canal |  |  |  |  | Huanglianhe
1388 | Guangxi | Guilin | Zhongzhai | 中寨水电站 | 109.9629 | 25.8037 | 1 | 1 |  | 90.00 |  |  | 2003 | 2.276 |  |  | Canal |  |  |  |  | Xunjiang
1389 | Guangxi | Hezhou | Zhoujianao | 周家脑电站 | 111.0294 | 24.6092 | 0.96 | 0.96 |  | 176.00 |  |  | 2007 | 2.2 |  |  | Canal |  |  |  |  | Pingxihe
1390 | Guangxi | Hezhou | Zhujichong I | 竹鸡冲一级水电站 | 111.9884 | 24.5379 | 1.5 | 1.5 |  | 120.00 |  |  | 2002 | 0.85 |  |  | Canal |  |  |  |  | Datanhe
1391 | Guangxi | Hezhou | Zhujichong II | 竹鸡冲二级水电站 | 111.9911 | 24.5506 | 2.4 | 2.4 |  | 155.00 |  |  | 2005 | 11.682 |  |  | Canal |  |  |  |  | Datanhe
1392 | Guangxi | Guilin | Zixiyuan | 紫溪源水电站 | 111.0046 | 26.2113 | 1 | 1 |  | 230.00 |  |  | 2002 | 2.6069 |  |  | Canal |  |  |  |  | Yixianghe
1393 | Guangxi | Guilin | Zongshuwan | 棕树湾电站 | 109.9356 | 25.5211 | 1.26 | 1.26 |  | 84.00 |  |  | 2005 | 3.8 |  |  | Canal |  |  |  |  | Sanmenhe
1394 | Guangxi | Baise | Zuodeng | 作登水电站 | 107.0168 | 23.4703 | 2.4 | 2.4 |  | 10.00 |  |  | 1989 | 7 |  |  | Canal |  |  |  |  | Longxuhe
1395 | Guangxi | Longzhou | Zuojiang | 崇左市龙州县左江水电站 | 107.01 | 22.332 | 72 | 72 |  | 13 |  | 37.4 | 1999 | 313 | 0.49626 |  | Reservoir-storage |  |  |  |  | Zuojiang |  |  | Pearl | [6 empty] | -99
Note on O748: 作者: 万Kw.h

## wind power plant
编号 | 地级市 | 区县 | 风电场 | 投资主体 | longitude | latitude | 装机容量(MW) | 来源
1 | 南宁市 | 兴宁区
2 |  | 青秀区
3 |  | 江南区
4 |  | 西乡塘区
5 |  | 良庆区 | 良庆墰清岭风电场工程 | 华电福新能源股份有限公司广西分公司 | 108.3208 | 22.7562 | 60 | http://www.liangqing.gov.cn/fgj/gzdt/t4591919.html#:~:text=%E5%B9%BF%E8%A5%BF%E5%8D%8E%E7%94%B5%E5%8D%97%E5%AE%81%E8%89%AF%E5%BA%86,kV%E7%90%B4%E4%B8%AD%E5%8F%98%E7%94%B5%E7%AB%99%E3%80%82
6 |  | 邕宁区
7 |  | 武鸣区 | 武鸣安凤岭项目 | 新天绿色能源公司 | 108.2601 | 23.2581 | 50 | https://www.sohu.com/a/132123828_472920 | https://news.bjx.com.cn/html/20190321/970394.shtml | https://www.sohu.com/a/253450522_100253948
8 |  | 隆安县
9 |  | 马山县 | 马山状元风电场 | 华能南宁清洁能源有限责任公司 | 108.1696 | 23.6649 | 70.04 | http://img.bc0771.com/884/2022_02_21/d69caf39ecade73cb599514c5f283ce2.pdf | https://weibo.com/ttarticle/p/show?id=2309404825236087374109
|  |  | 马山协合杨圩风电场 | 马山协和古零风力发电有限公司 |  |  | 88.9 | https://max.book118.com/html/2021/0414/6200113011003141.shtm | http://www.nanning.china.com.cn/2015-12/11/content_8445483.htm | https://news.bjx.com.cn/html/20180330/889016-6.shtml
|  |  | 马山苏仅风电场 | 中国能建广西工程局 |  |  | 60 | http://www.chinapower.com.cn/flfd/xmjz/20201027/33004.html | https://www.nanning.gov.cn/zwgk/fdzdgknr/zdjsxmpzhsslygk/xmbj/P020200103595326091110.pdf
10 |  | 上林县
11 |  | 宾阳县 | 宾阳风电项目 | 国家电投集团能源科技工程有限公司 | 108.9405 | 23.1683 | 100.4 | https://wind.in-en.com/html/wind-2394283.shtml | https://wind.in-en.com/html/wind-2399776.shtml
|  |  | 宾阳马王风电场 | 广西大唐桂冠新能源有限公司 |  |  | 200 | https://www.sohu.com/a/440282685_682014 | https://news.bjx.com.cn/html/20180514/897450.shtml | http://www.cinn.cn/guangxigongye/202203/t20220329_254239.shtml
12 |  | 横县 | 横县六景风电场 | 广西龙源风力发电有限公司 | 109.1689 | 22.7749 | 95.5 | https://news.bjx.com.cn/html/20160427/728338.shtml | http://www.hn3j.com/?p=8234
13 | 柳州市 | 城中区
14 |  | 鱼峰区
15 |  | 柳南区
16 |  | 柳北区
17 |  | 柳江区
18 |  | 柳城县
19 |  | 鹿寨县
20 |  | 融安县 | 白云岭风电场 | 合风电投资有限公司 | 109.514 | 25.1398 | 96.4 | https://www.sohu.com/a/358390537_120057772 | http://www.gx.chinanews.com.cn/gxgd/2020-09-27/detail-ihaakvzi6532004.shtml
21 |  | 融水苗族自治县 | 摩天岭风电场 | 柳州融水优能风力发电有限公司 | 109.0579 | 25.3437 | 44 | http://www.rongshui.gov.cn/xxgk/dwxx/bmxxgkpt/rsfgj/fgwqtxx/202108/t20210817_2893405.shtml | https://www.sohu.com/a/440716161_195109
|  |  | 梓山坪风电场 | 柳州融水优能风力发电有限公司 |  |  | 36 | http://www.rongshui.gov.cn/xxgk/dwxx/bmxxgkpt/rsfgj/fgwqtxx/202108/t20210817_2893405.shtml | https://www.sohu.com/a/440716161_195109
|  |  | 华电融水九元山风电项目 | 柳州融水优能风力发电有限公司 |  |  | 100 | https://www.sohu.com/a/468531424_121123725 | http://www.rongshui.gov.cn/xxgk/dwxx/bmxxgkpt/rsfgj/fgwqtxx/202108/t20210817_2893405.shtml
22 |  | 三江侗族自治县 | 三江独峒风电项目 | 中国华电广西能源有限公司 | 109.5101 | 25.7476 | 49.1 | https://k.sina.com.cn/article_1777317934_69efb82e02001yblu.html?subch=onews
|  |  | 三江侗族自治县协合八江风电场 | 中国能建西北建投西北电建 |  |  | 49.1 | https://wind.in-en.com/html/wind-2392535.shtml
23 | 桂林市 | 秀峰区
24 |  | 叠彩区
25 |  | 象山区
26 |  | 七星区
27 |  | 雁山区
28 |  | 临桂区
29 |  | 阳朔县
30 |  | 灵川县 | 灵川兰田风电场 | 中核汇能有限公司 | 110.4181 | 25.381 | 50 | http://fgw.gxzf.gov.cn/zfxxgkzl/wjzx/xmpf/xiangmuhezhunpifu/t10409825.shtml | http://www.lcxzf.gov.cn/lcsj/gzdt/202202/t20220228_2229636.html
|  |  | 福家田风电场 | 广西灵川风电有限公司 | 111.0264 | 25.9365 | 60 | https://www.doc88.com/p-51073935406838.html | https://flbook.com.cn/t/VKOSJsKtp8
|  |  | 灵川海洋一期 | 国家电投集团广西灵川风电有限公司 | 110.601 | 25.607 | 50 | https://www.docin.com/p-2162175238.html | http://www.lcxzf.gov.cn/lcsj/gzdt/202202/t20220228_2229636.html
31 |  | 全州县 | 天湖风电场项目一期 | 国电广西新能源开发有限公司 | 110.4181 | 25.381 | 49.5 | http://quanzhou.gltvs.com/files/201210/2012100909144870a5ee4607e94e1f.shtml | https://news.bjx.com.cn/html/20150715/642147.shtml
|  |  | 黄花岭风电场 | 中国大唐集团新能源股份有限公司 | 111.0264 | 25.9365 | 50 | http://www.teco-china.cn/html/9671522936.html | https://dnr.gxzf.gov.cn/show?id=22626 | https://baijiahao.baidu.com/s?id=1652317114585738016&wfr=spider&for=pc
|  |  | 六字界风电场 | 北京优普欧能投资管理有限公司 | 110.601 | 25.607 | 49.5 | http://www.lhpc.com.cn/Item/3526.aspx | http://zhdj.guilindj.gov.cn/WebSite/contents/248/77217.html
|  |  | 昌盛坪风电场 | 国电优能全州风电有限公司 |  |  | 50 | http://slj.guilin.gov.cn/tzgggs/202204/t20220401_2249537.html | https://v.gxnews.com.cn/a/16202793
|  |  | 青山口风电场 | 国电优能全州风电有限公司 |  |  | 60 | http://www.gxtngs.com.cn/newsitem/50379 | http://sthjj.guilin.gov.cn/xxgkml_29550/ztfl/gszx/jsxmspgs/spxmslgs/201911/P020191101617565033787.pdf
|  |  | 迅风风电场 | 广西国能能源有限公司 |  |  | 160 | http://www.glszx.gov.cn/qxzxdt/quanzhou/202209/t20220920_2374962.html | https://www.sohu.com/a/245036846_472920
32 |  | 兴安县 | 源江、唐家冲风电场 | 国家电投集团广西兴安风电有限公司 | 110.4181 | 25.381 | 99 | http://de.escn.com.cn/news/show-237257.html | http://epaper.guilinlife.com/glwb/html/2020-07/29/content_1758386.htm
|  |  | 石板岭风电场 | 国家电投集团广西兴安风电有限公司 | 111.0264 | 25.9365 | 200 | https://wind.in-en.com/html/wind-2314648.shtml | http://www.xazf.gov.cn/tzxa/qyml/202008/t20200819_1863359.html
|  |  | 界首一期风电项目 | 国家电投集团广西兴安风电有限公司 | 110.601 | 25.607 | 50 | http://sthjt.gxzf.gov.cn/zfxxgk/zfxxgkgl/fdzdgknr/hjjccf/hjyxpj/t6191494.shtml | http://www.xazf.gov.cn/tzxa/qyml/202008/t20200819_1863359.html
|  |  | 平岭、西坑、殿堂、道坪项目 | 国家电投集团广西兴安风电有限公司 |  |  | 200 | http://fengdian.nengyuanjie.net/2017/xingyedongtai_0508/104465.html | https://news.bjx.com.cn/html/20191125/1023486.shtml
|  |  | 兴安严关风电项目 | 国家电投集团广西兴安风电有限公司 |  |  | 100 | http://news.cableabc.com/domestic/20200724625386.html |  | https://www.docin.com/p-1012229863.html
33 |  | 永福县 | 永安风电场 | 永福县中翔能源有限公司 | 109.9169 | 24.9973 | 100 | http://www.gxkjd.com/News/90.html | https://www.docin.com/p-2304742387.html | https://baike.baidu.com/item/%E6%B0%B8%E7%A6%8F%E6%B0%B8%E5%AE%89%E9%A3%8E%E7%94%B5%E5%9C%BA/62051970?fr=aladdin
34 |  | 灌阳县 | 俊风风电场 | 国电北投灌阳风电有限公司 | 111.0777 | 25.4589 | 110 | http://www.chnenergybidding.com.cn/bidweb/001/001002/001002003/20210712/b672e949-f462-4489-bd2a-0be4d4420d80.html
|  |  | 灌阳马头风电场 | 国电北投灌阳风电公司 |  |  | 49.5 | https://jz.docin.com/p-1494817797.html | https://www.sohu.com/a/204297281_472920
|  |  | 灌阳正江岭风电场 | 国电北投灌阳风电公司 |  |  | 60 | http://cqdj.powerchina.cn/art/2019/5/6/art_3693_553441.html | https://www.sohu.com/a/245036846_472920
35 |  | 龙胜各族自治县 | 南山风电场 | 大唐新能源 | 110.0102 | 25.8683 | 49.5 | https://news.gltvs.com/201507/201507301046059d3af1a943ae402c.shtml | https://newenergy.in-en.com/html/newenergy-2239379.shtml
36 |  | 资源县 | 马家风电场 | 中国水电四局 | 110.5984 | 26.0679 | 80.5 | http://de.escn.com.cn/news/show-1107825.html | https://www.sohu.com/a/311063581_120059011
|  |  | 十万古田风电场 | 国家电投集团广西金紫山风电有限公司 |  |  | 150 | https://jz.docin.com/p-888153097.html | https://www.sohu.com/a/190657843_675799 | http://www.ziyuan.gov.cn/zwgk/fdzdgknr/jcxxgk/fzgh/bmghjh/202011/t20201125_1941933.html
|  |  | 中电投金紫山风电场项目 | 中国电力投资集团南方分公司 |  |  | 99 | http://www.nea.gov.cn/2011-10/10/c_131182500.htm | https://wind.in-en.com/html/wind-2415622.shtml
37 |  | 平乐县 | 白蔑风电场 | 平乐洁源新能源有限公司, | 110.7977 | 24.5589 | 50 | https://baijiahao.baidu.com/s?id=1687052172360359219&wfr=spider&for=pc | https://www.sohu.com/a/317423480_120027058
38 |  | 恭城瑶族自治县 | 燕子山风电场 | 国电广西新能源开发有限公司 | 110.9094 | 24.9493 | 49.5 | https://www.guifun.com/news-content/52000.html
|  |  | 园石山风电场 |  |  |  | 49.5 | https://www.tianyancha.com/bid/5fc5cf8fa04911e985737cd30aeb144c
|  |  | 西岭风电场 | 明阳集团 |  |  | 49 | https://www.sohu.com/a/129380177_131990 | https://www.guifun.com/news-content/52000.html
|  |  | 门楼风电场 |  |  |  | 49.5 | https://newenergy.in-en.com/html/newenergy-2381183.shtml | http://www.gongcheng.gov.cn/jrgc/bmdt/202004/t20200430_1750139.html
|  |  | 蜜源风电场 | 国电优能恭城风电有限公司 |  |  | 97.5 | https://www.dljczb.com/zhaobiao/show-4350264/ | http://www.chnenergybidding.com.cn/bidweb/001/001002/001002003/20210712/b672e949-f462-4489-bd2a-0be4d4420d80.html
39 |  | 荔浦市
40 | 梧州市 | 万秀区
41 |  | 长洲区
42 |  | 龙圩区
43 |  | 苍梧县 | 广西岭脚风电项目一期 | 国家电投江西电力有限公司 | 111.2984 | 23.6267 | 50 | http://www.cpijx.jx.cn/id_ff80808175f415e401788dbc5d201b9a/news.shtml
|  |  | 苍梧六堡一期 | 华润电力华南大区广西新能源公司 |  |  | 50 | https://new.qq.com/rain/a/20200731A0OJ5L | https://baijiahao.baidu.com/s?id=1673907099854599127&wfr=spider&for=pc
44 |  | 藤县
45 |  | 蒙山县
46 |  | 岑溪市 | 岑溪大隆风电场 | 中广核新能源岑溪有限公司 | 111.0287 | 22.9253 | 48 | http://news.cntgol.com/gongyi/2020/1008/248778.shtml
47 | 北海市 | 海城区
48 |  | 银海区
49 |  | 铁山港区
50 |  | 合浦县 | 合浦曲樟风电场 | 远景能源有限公司 | 109.3354 | 21.7404 | 100 | http://m.beihai365.com/wap/thread/view-thread?tid=12098415 | http://www.bhxww.com/NewsInfo.aspx?id=38997
|  |  | 博白马子岭风电场一期 | 广西华业新能源有限公司 |  |  | 50 | https://www.sohu.com/a/485440180_121123895 | https://jz.docin.com/p-1886645003.html
51 | 防城港 | 港口区
|  | 防城区 | 南山风力发电项目 | 新天绿色能源股份有限公司 | 108.3518 | 21.6174 | 50 | https://new.qq.com/rain/a/20201214A0CQYC00
53 |  | 上思县
54 |  | 东兴市
55 | 钦州市 | 钦南区 | 钦州钦南低风速试验风电场项目 | 北京天源科创风电技术有限责任公司 | 108.8165 | 21.8967 | 106.5 | https://www.163.com/dy/article/FUMHSR7O0514C30V.html
|  |  | 风门岭风电场一期 | 华电福新能源有限公司 |  |  | 50 | http://www.cinn.cn/guangxigongye/202206/t20220610_257533.shtml
56 |  | 钦北区
57 |  | 灵山县 | 灵山大怀山风电场 | 国家电投集团广西公司 | 109.1365 | 22.3117 | 100 | https://news.bjx.com.cn/html/20191009/1011685.shtml
|  |  | 灵山八一茶场风电场 | 中国电建贵州工程公司 |  |  | 100 | https://news.bjx.com.cn/html/20190109/955304.shtml
58 |  | 浦北县 | 浦北龙门风电二期 | 国投广西风电有限公司 | 109.5316 | 22.2674 | 100 | http://www.fenglifadian.com/news/201704/23452.html | https://baijiahao.baidu.com/s?id=1686125214353685421 | https://news.bjx.com.cn/html/20220112/1199023.shtml
|  |  | 浦北龙门风电一期 | 国投广西风电有限公司 |  |  | 100 | http://www.fenglifadian.com/news/201704/23452.html |  | https://news.bjx.com.cn/html/20220112/1199023.shtml
59 | 贵港市 | 港北区 | 七星岭风电场 | 山东电建三公司 | 109.6896 | 23.2447 | 60 | https://news.bjx.com.cn/html/20181221/950997.shtml | http://www.chinapower.com.cn/cpwindproject/20181224/1259997.html
60 |  | 港南区 | 港南木格风电场 | 中广核新能源 | 109.7099 | 22.8748 | 80 | https://news.bjx.com.cn/html/20200402/1060241.shtml
|  |  | 白花山风电场 | 广西公司新能源公司 |  |  | 80 | https://news.bjx.com.cn/html/20190911/1006473.shtml
61 |  | 覃塘区 | 华能覃塘镇龙山风力发电项目 | 中国华能集团公司广西分公司 | 109.4013 | 23.1479 | 51 | https://news.bjx.com.cn/html/20200309/1051841.shtml | https://baijiahao.baidu.com/s?id=1674503998976651015&wfr=spider&for=pc
|  |  | 镇龙山风电场 | 华能贵港清洁能源有限公司 |  |  | 50 | https://wind.in-en.com/html/wind-2385605.shtml
62 |  | 平南县 | 平南东平风电场 | 中国电建贵阳院 | 110.4126 | 23.5387 | 60.95 | https://www.163.com/dy/article/FJBP552L0531K12F.html | https://news.bjx.com.cn/html/20200805/1094822.shtml
63 |  | 桂平市
64 | 玉林市 | 玉州区
65 |  | 福绵区
66 |  | 容县 | 玉林六坪顶风电项目 | 国电广西新能源开发有限公司 | 108.9243 | 23.5523 | 49.5 | https://www.gxylnews.com/html/news/2018/03/158005.html | https://news.bjx.com.cn/html/20171225/869816.shtml
|  |  | 北流隆盛风电场 | 华润电力开发有限公司 |  |  | 90 | https://wind.in-en.com/html/wind-2268460.shtml | http://fgw.gxzf.gov.cn/zfxxgkzl/fdzdgknr/lsgd/wjj/t12753947.shtml
|  |  | 天堂顶风电场 | 国家能源集团广西电力有限公司 |  |  | 80 | https://newenergy.in-en.com/html/newenergy-2373291.shtml | http://www.chnenergybidding.com.cn/bidweb/001/001002/001002003/20210712/b672e949-f462-4489-bd2a-0be4d4420d80.html
|  |  | 容县杨村风电项目 | 华润新能源 |  |  | 86 | https://www.gxylnews.com/html/news/2020/01/188392.html | https://www.gxylnews.com/html/news/2017/01/136936.html | https://www.hopewind.com/SuccessStories/SuccessList51/159.html
67 |  | 陆川县
68 |  | 博白县 | 220千伏凤屏风电场 |  | 109.8789 | 22.0668 | 92.4 | https://wind.in-en.com/html/wind-2397166.shtml
|  |  | 博白云飞嶂99.96MW风电 | 中节能风力发电股份有限公司 |  |  | 99.6 | http://www.zgsy.cecep.cn/g1963/s4973/t99215.aspx
|  |  | 博白射广嶂风电场 | 广西大唐桂冠新能源有限公司 |  |  | 100 | https://jz.docin.com/p-1019075668.html | https://www.in-en.com/article/html/energy-2273282.shtml | http://www.ztb.com.cn/news/202203/18/26908.html
|  |  | 博白马子岭风电场一期 | 广西华业新能源有限公司 |  |  | 50 | https://jz.docin.com/p-1886645003.html
|  |  | 博白四方岭风电场 | 中国能建浙江火电所属云南火电 |  |  | 96.8 | https://newenergy.in-en.com/html/newenergy-2369416.shtml | https://news.bjx.com.cn/html/20200708/1087257.shtml
69 |  | 兴业县 | 龙安风电场 | 中国电建水电一局 | 109.9286 | 22.7985 | 48.7 | https://wind.in-en.com/html/wind-2394085.shtml
|  |  | 葵阳风电场 | 中广核风电有限公司华南分公司 | 110.4671 | 22.5289 | 130 | https://wind.in-en.com/html/wind-2391820.shtml | https://news.bjx.com.cn/html/20150824/656094.shtml
70 |  | 北流市 | 北流大冲山46.2风电场 | 中国能建安徽电建 | 109.9286 | 22.7985 | 46.2 | https://news.bjx.com.cn/html/20170505/823941.shtml | https://news.bjx.com.cn/html/20180211/880553.shtml
|  |  | 广西北流望江风电场项目 | 北流望江风电有限公司 | 110.4671 | 22.5289 | 41.8 | http://www.gxxiwan.com/index.php?_m=mod_article&_a=article_content&article_id=226
|  |  | 北流市清湾风电场 | 远景能源（江苏）有限公司 |  |  | 37.4 | https://news.bjx.com.cn/html/20170919/851074.shtml | http://www.beiliu.gov.cn/xxgk/zfxxgk/xxgkml/ghjh/ndjh/t1246920.shtml
|  |  | 玉林大容山风电场 | 华电集团广西分公司 |  |  | 25.5 | http://wind.ally.net.cn/html/2013/fengchang_0715/2380.html
71 | 百色市 | 右江区
72 |  | 田阳区 | 田阳玉凤风电场 | 中国能建广东火电 | 106.8113 | 23.7298 | 50 | https://power.in-en.com/html/power-2386454.shtml
|  |  | 百色田东江北100MW风电项目 | 华润电力广西公司 |  |  | 100 | https://news.bjx.com.cn/html/20220907/1253658.shtml
74 |  | 德保县
75 |  | 那坡县
76 |  | 凌云县
77 |  | 乐业县 | 乐业逻沙风电场 | 中广核新能源 |  |  | 51 | https://www.fengjihui.com/archives/110950.html | https://www.dlzb.com/d-zb-27044075.html
78 |  | 田林县
79 |  | 西林县
80 |  | 隆林各族自治县
81 |  | 靖西市
82 |  | 平果市
83 | 贺州市 | 八步区 | 大桂山风电场 | 中国电建新能源公司 | 111.6884 | 24.3093 | 40 | https://www.sohu.com/a/361693192_114731 | http://www.gxhz.gov.cn/sy/ywzx/qxdt/t6382168.shtml
84 |  | 平桂区
85 |  | 昭平县
86 |  | 钟山县 | 钟山东岭风电场 | 中广核新能源 | 111.2488 | 24.5139 | 49.6 | http://ifeep.caf.ac.cn/info/1102/2518.htm | http://www.gxzs.gov.cn/xxgk/zfxxgk/jcxxgk/hjbh/jsxmhjyxpjsp/t2381624.shtml
|  |  | 花山风电场 | 中广核新能源 | 111.3132 | 24.8916 | 49.5 | http://news.cableabc.com/bidding/20181218284690.html | http://www.gxzs.gov.cn/xxgk/zfxxgk/jcxxgk/hjbh/jsxmhjyxpjsp/t2381624.shtml
87 |  | 富川瑶族自治县 | 富川协合朝东风电场 | 富川协合风力发电有限公司 | 111.2488 | 24.5139 | 48 | https://newenergy.in-en.com/html/newenergy-2290680.shtml | http://www.qykh2009.com/mes_news_1513.html
|  |  | 富川长春风电场 | 富川新能风力发电有限公司 | 111.3132 | 24.8916 | 50 | https://www.sohu.com/a/127701606_114731 | https://news.bjx.com.cn/html/20130523/435864.shtml
|  |  | 富川长风风电场 | 富川新能风力发电有限公司 |  |  | 40 | https://news.bjx.com.cn/html/20180319/886392.shtml | http://www.nengyuanjie.net/article/40004.html
|  |  | 富川龙头风电项目 | 大唐富川新能源有限公司 |  |  | 49.5 | https://news.solarbe.com/202008/14/329138.html | http://www.gxhz.gov.cn/sy/ywzx/qxdt/t6382168.shtml
|  |  | 邓家坝风电场 | 华能新能源股份有限公司 |  |  | 50 | https://www.sohu.com/a/412808614_339016 | https://www.sohu.com/a/201695979_672172
|  |  | 蚊帐岭风电项目 | 华能新能源股份有限公司 |  |  | 100 | https://www.sohu.com/a/201695979_672172
|  |  | 金子岭风电场 | 华能新能源股份有限公司 |  |  | 49.5 | https://www.sohu.com/a/122635251_114731
88 | 河池市 | 金城江区
89 |  | 宜州区
90 |  | 南丹县
91 |  | 天峨县 | 交连岭风电场 | 三峡新能源天峨发电有限公司 | 106.9966 | 25.0188 | 100 | https://www.sohu.com/a/447911327_686780
92 |  | 凤山县
93 |  | 东兰县
94 |  | 罗城仫佬族自治县 | 高帮山风电场 | 国电电力发展股份有限公司 | 108.8272 | 24.9046 | 99.8 | https://wind.in-en.com/html/wind-2396818.shtml | http://www.eastwp.net/news/show.php?itemid=39833
|  | 环江毛南族自治县 | 界子良风电场 |  | 108.292 | 25.1045 | 120 | https://baijiahao.baidu.com/s?id=1688781740255233243&wfr=spider&for=pc
96 |  | 巴马瑶族自治县
97 |  | 都安瑶族自治县
98 |  | 大化瑶族自治县
99 | 来宾市 | 兴宾区
100 |  | 忻城县
101 |  | 象州县 | 象州象武一期 | 华润风电(玉林)有限公司 | 109.772 | 24.0192 | 50 | http://de.escn.com.cn/news/show-1151679.html
|  |  | 象州百丈风电场项目 | 象州航电新能源有限公司 |  |  | 50 | http://fgw.laibin.gov.cn/gdtt/t9459636.shtml
102 |  | 武宣县 | 晴岚风电场 |  | 109.772 | 24.0192 | 50 | https://m.thepaper.cn/baijiahao_19975882 | https://baijiahao.baidu.com/s?id=1744634456675213952
|  |  | 合群风电场 | 广西武宣粤风新能源有限公司 |  |  | 50 | https://wind.in-en.com/html/wind-2397662.shtml | https://news.bjx.com.cn/html/20180320/886532.shtml
103 |  | 金秀瑶族自治县
104 |  | 合山市
105 | 崇左市 | 江州区
106 |  | 扶绥县
107 |  | 宁明县
108 |  | 龙州县
109 |  | 大新县
|  | 天等县 | 广西天等牛头岭风电场 | 北京天润新能投资有限公司 | 107.0813 | 23.1172 | 50 | https://www.tianrun.cn/article/26/
111 |  | 凭祥市

## solar power plant
编号 | 地级市 | 区县 | 风电场 | 投资主体 | longitude | latitude | 装机容量(MW) | 来源
1 | 南宁市 | 兴宁区
2 |  | 青秀区
3 |  | 江南区 | 广西农垦国有明阳农场农业光伏大棚项目 | 广西鼎旭同辉农业投资有限公司 | 108.1356 | 22.6638 | 50 | http://www.gxjgjt.cn/html/sun/2584.html | http://www.gxxijiang.com/www/zbtb/html/2022-04/202204261417377505.html
4 |  | 西乡塘区
5 |  | 良庆区 | 各村集资 | 南宁良庆水利电业有限公司 | 108.3208 | 22.7562 | 0.41244 | http://www.nanning.gov.cn/ywzx/xqdt/xqdtgd/t2991563.html
6 |  | 邕宁区
7 |  | 武鸣区 | 浩德武鸣区宁武镇50MWp农业光伏电站 | 广西浩德新能源有限公司 | 108.2601 | 23.2581 | 50 | https://laser.baidajob.com/article-6721619.html
8 |  | 隆安县 | 隆安生态农业园二期 | 广西英利新能源有限公司 | 107.6907 | 23.1102 | 20
|  |  | 隆安生态农业园 | 广西英利新能源有限公司 |  |  | 60 | http://www.gxcounty.com/news/xyjjbd/20140721/95963.html
|  |  | 隆安药园中药材种苗种植园20MW农业光伏大棚 | 广西英利新能源有限公司 |  |  | 20 | https://news.solarbe.com/201406/23/215767_2.html
9 |  | 马山县
10 |  | 上林县 | 南宁市上林白圩镇渔光互补光伏发电项目 | 上林协鑫光伏电力有限公司 | 108.6458 | 23.5217 | 80 | https://guangfu.bjx.com.cn/news/20161122/790974.shtml | https://mp.weixin.qq.com/s?__biz=MzA4NjgyMzg2MA==&mid=2651470244&idx=6&sn=c8eab88dd88947beb706781212a7aa6d&chksm=843c5f7fb34bd669d58fe025a14c047a33e8cdded683670cff71ec1a494582574a510bd6a946&scene=27
|  |  | 上林县40兆瓦集中式光伏扶贫电站 | 独资和集资 |  |  | 40 | https://new.qq.com/rain/a/20210118A0BFF400
11 |  | 宾阳县 | 宾阳县古辣100MW渔光互补光伏发电综合利用项目 | 宾阳县天晴新能源科技有限公 司 | 108.9405 | 23.1683 | 100 | https://oss.yanshougs.com/upload/20210506/c6467caa31a4c30258635bb994dda65e.pdf
|  |  | 宾阳县马深农场光伏发电项目 | 华电新能源发展有限公司 |  |  | 50 | https://www.nanning.gov.cn/zwgk/fdzdgknr/zdjsxmpzhsslygk/xmpz/t658412.html
12 |  | 横县
13 | 柳州市 | 城中区
14 |  | 鱼峰区
15 |  | 柳南区
16 |  | 柳北区
17 |  | 柳江区
18 |  | 柳城县 | 柳州市走马牧场光伏大棚农业产业园 | 柳州市现代农业投资有限公司 | 109.2302 | 24.6299 | 50 | https://news.solarbe.com/201406/23/215767_2.html
19 |  | 鹿寨县
20 |  | 融安县
21 |  | 融水苗族自治县 | 广西融水县古顶光伏发电项目 | 广西西江集团投资股份有限公司 | 109.0579 | 25.3437 | 20 | http://www.rongshui.gov.cn/xwzx/xzdt/202106/t20210625_2821733.shtml
22 |  | 三江侗族自治县
23 | 桂林市 | 秀峰区
24 |  | 叠彩区
25 |  | 象山区
26 |  | 七星区
27 |  | 雁山区
28 |  | 临桂区
29 |  | 阳朔县
30 |  | 灵川县
31 |  | 全州县
32 |  | 兴安县
33 |  | 永福县
34 |  | 灌阳县
35 |  | 龙胜各族自治县
36 |  | 资源县
37 |  | 平乐县 | 平乐守甸新能源有限公司60MW农光互补光伏发电项目 | 平乐守甸新能源有限公司 | 110.7977 | 24.5589 | 20 | https://k.sina.com.cn/article_1784473157_6a5ce64502001nu7b.html
38 |  | 恭城瑶族自治县
39 |  | 荔浦市
40 | 梧州市 | 万秀区
41 |  | 长洲区
42 |  | 龙圩区
43 |  | 苍梧县
44 |  | 藤县
45 |  | 蒙山县
46 |  | 岑溪市
47 | 北海市 | 海城区
48 |  | 银海区
49 |  | 铁山港区 | 北海市铁山港区营盘镇石村40MW光伏农业大棚 | 广西睿威新能源投资有限公司 | 109.4225 | 21.5749 | 40 | https://solar.in-en.com/html/solar-2283228.shtml
|  |  | 黄鹂窝富农合作社光伏发电项目 | 黄鹂窝富农合作社 |  |  | 0.277 | http://www.bhtsg.gov.cn/xwzx/gqyw/202011/t20201123_2325614.html
|  |  | 南康黄鹂窝20MWp光伏发电项目 | 广西百熠新能源发展有限公司 |  |  | 20 | http://www.agri.cn/V20/ZX/qgxxlb_1/gx/201707/t20170714_5747834.htm | https://www.sohu.com/a/252345160_99933199
50 |  | 合浦县 | 广西农垦国有珠光农场20MW农业光伏大棚项目 | 广西光和投资有限公司 | 109.3354 | 21.7404 | 20 | https://www.sohu.com/a/254225099_99933199
|  |  | 合浦县星岛湖20MW农业光伏大棚 | 广西百熠新能源发展有限公司 |  |  | 20 | https://www.sohu.com/a/154746368_99896113 | https://mp.weixin.qq.com/s?__biz=MzI1MzEyODQ0Ng==&mid=2649200868&idx=4&sn=afd51ee785f8daa045f9481e51c719e5&chksm=f1ca0375c6bd8a63ea3227f8ff5b8c5f85aaaba20828d6ce6d878b497bbbb67eca44121ac120&scene=27 | http://vip.people.com.cn/albumsDetail?aid=1562900 | http://guangxi.chinatax.gov.cn/xwdt/jcdt/202212/t20221205_378087.html
|  |  | 信义合浦白沙渔光互补光伏电站 | 合浦县信义光能有限公司 |  |  | 100 | https://cj.sina.com.cn/articles/view/1784473157/6a5ce6450200231zq
|  |  | 华电北海合浦山口55MW光伏发电项目 | 华电广西能源有限公司 |  |  | 55 | https://job.ncepu.edu.cn/campus/view/id/331275 | https://jz.docin.com/p-1887370477.html
|  |  | 中电合浦乌家镇林光互补光伏发电项目 | 中电（贵港）综合能源有限公司 |  |  | 50 | https://www.cnki.com.cn/Article/CJFDTotal-HSHZ202003001.htm
|  |  | 合浦县廉州农业光伏并网发电项目 | 南方电网综合能源有限公司广西分公司 |  |  | 50
|  |  | 15MW农业光伏大棚项目 | 广西英利新能源有限公司 |  |  | 15 | https://news.solarbe.com/201406/23/215767_2.html
51 | 防城港 | 港口区 | 港口区光坡镇80MW渔光互补光伏发电项目 | 广西西江环境能源科技产业有限公司 | 108.4492 | 21.662 | 60 | http://www.fcgs.gov.cn/zxzx/tpxw/201707/t20170721_43834.html
52 |  | 防城区 | 防城港市旭日升55兆瓦光伏发电项目 | 广西旭日升新能源有限公司 | 108.0297 | 21.7648 | 55 | http://www.gxkjd.com/cases/48.html
53 |  | 上思县 | 上思县80MW光伏农业大棚并网 | 防城港聚光光伏电力开发有限公司 | 107.9023 | 22.0536 | 80 | https://www.sohu.com/a/20556917_115402
54 |  | 东兴市 | 东兴市150MW渔光互补旅游综合示范项目 | 东兴市耀阳新能源有限公司 | 108.0611 | 21.6272 | 150 | https://www.sohu.com/a/443252058_120053319
|  |  | 东兴市江平19.8MWp农业光伏发电项目 | 南方电网综合能源有限公司 |  |  | 19.8
55 | 钦州市 | 钦南区 | 广西钦州康熙岭通威20MW “渔光一体”光伏发电项目 | 钦州通威惠金新能源有限公司 | 108.8165 | 21.8967 | 20 | http://www.shuichan.cc/news_view-329752.html
|  |  | 钦州市钦南区民海300MW平价+100MWp竞价光伏发电上网项 | 广西钦州民海新能源科技有限公司投资 |  |  | 200 | http://www.chinapower.com.cn/tynfd/hyyw/20201231/41282.html | https://www.docin.com/p-2279137061.html | http://www.ztb.com.cn/news/202206/24/112099.html
|  |  | 钦州康熙岭200MWp(一期60MWp)渔光互补光伏电站 | 钦州鑫金光伏电力有限公司 |  |  | 60 | http://zwgk.gxqn.gov.cn/auto2725/bmwj/201612/t20161219_126670.html
56 |  | 钦北区
57 |  | 灵山县
58 |  | 浦北县
59 | 贵港市 | 港北区
60 |  | 港南区 | 贵港市八塘镇岑西60兆瓦农业大棚光伏发电项目 | 贵港市绿色方舟新能源有限公司 | 109.7099 | 22.8748 | 60 | http://www.21spv.com/news/show.php?itemid=28294 | http://www.gxgg.gov.cn/xxgk/zdlyxxgk/shgysy/hjbh/hjhcsp/t226480.shtml
61 |  | 覃塘区 | 中国能建广西贵港覃塘区2000MW多能互补新能源发电项目 | 中能建崇左开发投资有限公司 | 109.4013 | 23.1479 | 500 | http://www.ai8.com.cn/n-nzj-120235.html | https://www.ggnews.com.cn/news/xianshiqu/qintangqu/2022-09-15/57521.html
|  |  | 覃塘古平水库40MW渔光互补光伏发电项目 | 贵港市光荷新能源发电有限公司 |  |  | 40 | http://www.ggqt.gov.cn/shgysyjslygk/hjbhly/hjbhzccshgh/t5991921.shtml
|  |  | 贵港覃塘区金沙60MWp农光互补光伏发电项目 | 广西西江环境能源科技产业有限公司 |  |  | 20 | https://guangfu.bjx.com.cn/news/20220321/1211697.shtml
62 |  | 平南县
63 |  | 桂平市
64 | 玉林市 | 玉州区 | 玉柴桂平农光互补光伏发电项目 | 广西玉柴农光电力有限公司 | 110.0645 | 22.5572 | 180 | https://new.qq.com/rain/a/20210718A07EOS00 | https://www.docin.com/p-2307132061.html
65 |  | 福绵区
66 |  | 容县
67 |  | 陆川县 | 广西玉林市陆川县35MWp光伏并网发电项目 | 广西西江环境能源科技产业有限公司 | 110.2721 | 22.2517 | 35 | https://www.sohu.com/a/191522371_99933199
|  |  | 清湖镇40MW光伏并网发电项目 | 中设国联无锡新能源发展有限公司 |  |  | 40 | http://jiangsu.china.com.cn/html/2017/gxnews_0107/8864925.html
68 |  | 博白县 | 博白林场40MW农业光伏大棚项目 | 博白县民衍能源投资有限公司 | 109.8789 | 22.0668 | 40
69 |  | 兴业县
70 |  | 北流市
71 | 百色市 | 右江区
72 |  | 田阳区 | 田阳县百育镇30MW光伏农业科技大棚项目 | 青岛昌盛日电太阳能科技股份有限公司 | 106.8113 | 23.7298 | 30 | https://news.solarbe.com/201603/29/97085.html
|  |  | 广西百色市田阳县那吉光伏并网发电项目 | 广西西江环境能源科技产业有限公司 |  |  | 10 | https://pcim.gymf.com.cn/newslist/industrynews/27822
73 |  | 田东县 | 甘莲沟18MWp光伏大棚项目 | 广西百色西江投资发展公司 | 106.8113 | 23.7298 | 18 | http://www.winonesolar.com/newsinfo.aspx?id=390
|  |  | 广西百色市田东县那鱼梁伏并网发电项目 | 广西西江环境能源科技产业有限公司 |  |  | 20 | https://www.sohu.com/a/347488794_99896113
74 |  | 德保县
75 |  | 那坡县 | 坡县龙合乡20MWp农业光伏发电项目 | 那坡县晶科电力有限公司 | 105.8347 | 23.2475 | 20 | https://www.sohu.com/a/239714755_100014148
76 |  | 凌云县
77 |  | 乐业县
78 |  | 田林县 | 田林县200MWp（1期60MWp）农业大棚 | 田林民衍能源投资有限公司 | 105.9998 | 24.3925 | 60 | http://www.tianlin.gov.cn/xxgk/zdxx/shgysy/hjbh/xmhjyxpjsp/t7114879.shtml
79 |  | 西林县
80 |  | 隆林各族自治县 | 隆林县者保20MWp大型光伏发电项目 | 江苏常州天合光能有限公司 | 105.3032 | 24.6804 | 20 | http://www.baise.gov.cn/zwgk/zdlyxxgk/zdjsxmpzhsslygk/xmtzpzjgxx/t9889511.shtml
81 |  | 靖西市
82 |  | 平果市 | 平果县旧城镇20MW农业光伏大棚 | 广西西江环境能源科技产业有限公司 | 107.5775 | 23.541 | 20 | https://news.solarbe.com/201406/23/215767_2.html
83 | 贺州市 | 八步区 | 政府统一招投标建设50千瓦时光伏发电项目 | 政府统一招投 | 111.6884 | 24.3093 | 50 | http://www.21spv.com/news/show.php?itemid=61843
84 |  | 平桂区
85 |  | 昭平县
86 |  | 钟山县 | 贺州市8.554MW光伏电站项目 | 力诺太阳能电力集团 | 111.2488 | 24.5139 | 8.554 | https://guangfu.bjx.com.cn/news/20120405/352302.shtml
87 |  | 富川瑶族自治县
88 | 河池市 | 金城江区
89 |  | 宜州区
90 |  | 南丹县
91 |  | 天峨县
92 |  | 凤山县
93 |  | 东兰县
94 |  | 罗城仫佬族自治县
95 |  | 环江毛南族自治县
96 |  | 巴马瑶族自治县
97 |  | 都安瑶族自治县
98 |  | 大化瑶族自治县
99 | 来宾市 | 兴宾区
100 |  | 忻城县
101 |  | 象州县 | 来宾市象州县150MWp光伏并网发电项目 | 广西航桂实业有限公司 | 109.772 | 24.0192 | 80 | https://news.solarbe.com/201802/05/283374_1.html | http://www.xiangzhou.gov.cn/xxgk/zdly/xzzf/t10930677.shtml
102 |  | 武宣县 | 广西武宣县禄新镇大荣书库30MW渔光互补光伏发电项目 | 广西武宣兴业新能源科技有限公司 | 109.6877 | 23.6107 | 30 | http://fgw.gxzf.gov.cn/zfxxgkzl/wjzx/tzgg/t2451387.shtml | http://www.wuxuan.gov.cn/xxgk/zdlyxxgk/shgysy/hjbhly/qthbxx/t349070.shtml
103 |  | 金秀瑶族自治县
104 |  | 合山市
105 | 崇左市 | 江州区 | 崇左罗白120MWp农业光伏大棚项目 |  | 107.5282 | 23.3523 | 120 | http://www.czsjzq.gov.cn/xxfb/jcxxgk/ghjh/zcqgh/t2806240.shtml | https://max.book118.com/html/2019/1128/7201131130002104.shtm
|  |  | 江州区50MWp农光互补项目一期 | 崇左市爱康能源电力有限公司 |  |  | 50 | http://www.czsjzq.gov.cn/xxfb/shgyjs/hjbh/hjhcsp/t6689662.shtml
|  |  | 崇左光伏农业生态园项目 | 广西深光农业生态科技有限公司 |  |  | 100 | http://www.21spv.com/news/show.php?itemid=12365 | https://max.book118.com/html/2019/1128/7201131130002104.shtm
106 |  | 扶绥县 | “中国乐养城”#1光伏发电站 | 南方电网综合能源有限公司广西分公司 | 107.8291 | 22.5241 | 15 | https://news.solarbe.com/201406/23/215767_2.html
107 |  | 宁明县 | 广西崇左先锋水电站5MWp光伏并网发电项目 | 广西衍易新能源投资有限公司 | 107.2947 | 22.0051 | 5 | https://news.solarbe.com/201406/23/215767_2.html
108 |  | 龙州县 | 龙州县120MWp光伏发电项目（一期60MW） | 龙州县百熠新能源科技有限公司 | 106.8585 | 22.4316 | 60 | https://www.sohu.com/a/292885006_99896113
109 |  | 大新县
110 |  | 天等县
111 |  | 凭祥市

## nuclear power plant
country | country_long | name | gppd_idnr | capacity_mw | latitude | longitude | primary_fuel | other_fuel1 | other_fuel2 | other_fuel3 | commissioning_year | owner | source | url | geolocation_source | wepp_id | year_of_capacity_data | generation_gwh_2013 | generation_gwh_2014 | generation_gwh_2015 | generation_gwh_2016 | generation_gwh_2017 | generation_gwh_2018 | generation_gwh_2019 | generation_data_source | estimated_generation_gwh_2013 | estimated_generation_gwh_2014 | estimated_generation_gwh_2015 | estimated_generation_gwh_2016 | estimated_generation_gwh_2017 | estimated_generation_note_2013 | estimated_generation_note_2014 | estimated_generation_note_2015 | estimated_generation_note_2016 | estimated_generation_note_2017
CHN | China | CEFR | WRI1061016 | 20 | 39.74 | 116.03 | Nuclear | [5 empty] | IAEA | https://www.iaea.org/PRIS/CountryStatistics/CountryDetails.aspx?current=CN | [15 empty] | 147.65 | NO-ESTIMATION | NO-ESTIMATION | NO-ESTIMATION | NO-ESTIMATION | CAPACITY-FACTOR-V1
CHN | China | Changjiang | WRI1061017 | 1220 | 19.46 | 108.9 | Nuclear | [5 empty] | IAEA | https://www.iaea.org/PRIS/CountryStatistics/CountryDetails.aspx?current=CN |  | 1074148 | [13 empty] | 9006.76 | NO-ESTIMATION | NO-ESTIMATION | NO-ESTIMATION | NO-ESTIMATION | CAPACITY-FACTOR-V1
CHN | China | Daya Bay | WRI1061018 | 1888 | 22.6 | 114.54 | Nuclear | [5 empty] | IAEA | https://www.iaea.org/PRIS/CountryStatistics/CountryDetails.aspx?current=CN |  | 1017830 | [13 empty] | 13938.34 | NO-ESTIMATION | NO-ESTIMATION | NO-ESTIMATION | NO-ESTIMATION | CAPACITY-FACTOR-V1
CHN | China | Fangchenggang | WRI1061019 | 2000 | 21.67 | 108.56 | Nuclear | [5 empty] | IAEA | https://www.iaea.org/PRIS/CountryStatistics/CountryDetails.aspx?current=CN |  | 1069436 | [13 empty] | 14765.19 | NO-ESTIMATION | NO-ESTIMATION | NO-ESTIMATION | NO-ESTIMATION | CAPACITY-FACTOR-V1
CHN | China | Fangjiashan | WRI1061020 | 2024 | 30.44 | 120.94 | Nuclear | [5 empty] | IAEA | https://www.iaea.org/PRIS/CountryStatistics/CountryDetails.aspx?current=CN |  | 1071053 | [13 empty] | 14942.37 | NO-ESTIMATION | NO-ESTIMATION | NO-ESTIMATION | NO-ESTIMATION | CAPACITY-FACTOR-V1
CHN | China | Fuqing | WRI1061021 | 4000 | 25.4426 | 119.444 | Nuclear | [5 empty] | IAEA | https://www.iaea.org/PRIS/CountryStatistics/CountryDetails.aspx?current=CN |  | 1065467 | [13 empty] | 29530.38 | NO-ESTIMATION | NO-ESTIMATION | NO-ESTIMATION | NO-ESTIMATION | CAPACITY-FACTOR-V1
CHN | China | Hongyanhe | WRI1061022 | 4183 | 39.8 | 121.48 | Nuclear | [5 empty] | IAEA | https://www.iaea.org/PRIS/CountryStatistics/CountryDetails.aspx?current=CN |  | 1062642 | [13 empty] | 30881.4 | NO-ESTIMATION | NO-ESTIMATION | NO-ESTIMATION | NO-ESTIMATION | CAPACITY-FACTOR-V1
CHN | China | Ling Ao | WRI1061023 | 3914 | 22.6 | 114.55 | Nuclear | [5 empty] | IAEA | https://www.iaea.org/PRIS/CountryStatistics/CountryDetails.aspx?current=CN | CARMA | 1058183 | [13 empty] | 28895.48 | NO-ESTIMATION | NO-ESTIMATION | NO-ESTIMATION | NO-ESTIMATION | CAPACITY-FACTOR-V1
CHN | China | Ningde | WRI1061024 | 4072 | 27.0446 | 120.2855 | Nuclear | [5 empty] | IAEA | https://www.iaea.org/PRIS/CountryStatistics/CountryDetails.aspx?current=CN |  | 1069414 | [13 empty] | 30061.93 | NO-ESTIMATION | NO-ESTIMATION | NO-ESTIMATION | NO-ESTIMATION | CAPACITY-FACTOR-V1
CHN | China | Qinshan 2 | WRI1061025 | 4101 | 30.433 | 120.9501 | Nuclear | [5 empty] | IAEA | https://www.iaea.org/PRIS/CountryStatistics/CountryDetails.aspx?current=CN |  | 1012204 | [13 empty] | 30276.02 | NO-ESTIMATION | NO-ESTIMATION | NO-ESTIMATION | NO-ESTIMATION | CAPACITY-FACTOR-V1
CHN | China | Tianwan | WRI1061026 | 1980 | 34.69 | 119.46 | Nuclear | [5 empty] | IAEA | https://www.iaea.org/PRIS/CountryStatistics/CountryDetails.aspx?current=CN |  | 1012202 | [13 empty] | 14617.54 | NO-ESTIMATION | NO-ESTIMATION | NO-ESTIMATION | NO-ESTIMATION | CAPACITY-FACTOR-V1
CHN | China | Yangjiang | WRI1061027 | 4000 | 21.71 | 112.26 | Nuclear | [5 empty] | IAEA | https://www.iaea.org/PRIS/CountryStatistics/CountryDetails.aspx?current=CN |  | 1017829 | [13 empty] | 29530.38 | NO-ESTIMATION | NO-ESTIMATION | NO-ESTIMATION | NO-ESTIMATION | CAPACITY-FACTOR-V1

## gas power plant
| X | country | country_long | name | gppd_idnr | province | province.1 | capacity_mw | latitude | longitude | primary_fuel | other_fuel1 | other_fuel2 | other_fuel3 | commissioning_year | owner | source | url | geolocation_source | wepp_id | year_of_capacity_data | generation_gwh_2013 | generation_gwh_2014 | generation_gwh_2015 | generation_gwh_2016 | generation_gwh_2017 | estimated_generation_gwh
157 | 701 | CHN | China | Guilin Chongkou Landfill | WRI1072173 | Guilin | Guangxi | 1 | 25.2047 | 110.178 | Gas |  | NA | NA | NA |  | UNFCCC CDM Registry | https://cdm.unfccc.int/Projects/redirector?ref=6402 | UNFCCC CDM Registry | 1069919 | NA | NA | NA | NA | NA | NA | 1.9156